## README
i-power AVR — RAG-ready catalogue
Purpose | Refined so each product is a self-contained, natural-language chunk a
RAG chatbot can retrieve and answer from directly.
Sheet | Contents
RAG Chunks | One row per model. Spec columns = metadata for filtering; the
'RAG Chunk Text' column = the embeddable natural-language document.
Series Overviews | One row per product series/group: family-level description + range.
How to use | 1) Embed the 'RAG Chunk Text' column (one vector per row).
2) Keep other columns as metadata for filtered/hybrid search.
3) Or ingest the companion JSONL directly (same records).
Example query | 'Do you have a three-phase 50 kVA static voltage stabilizer?' -> retrieves AVR-2002 50 kVA.
Note | Chunk text fuses specs + series description + applications so each chunk
stands alone. Minor source typos were corrected.

## RAG Chunks
Model Code | Series | Product Group | Sub-Category | Technology | Capacity (kVA) | Phase | Voltage Class | Applications | Data Quality Note | RAG Chunk Text
R100123223S | AVR-1001 | AVR-1001 Single Phase (1-10KVA) | Servo AVR | Servo (electro-mechanical) | 1 | Single phase | 230 V class | Electric Appliances Entertainment IT Infrastructure Business Systems POS Medical Instruments Automation Industrial Machines Telecom Infrastructure |  | i-power AVR-1001 — 1 kVA Servo Automatic Voltage Regulator (Single phase, 230 V class) Model code: R100123223S Product series / family: AVR-1001 (Servo AVR) Rated capacity: 1 kVA Regulator technology: Servo (electro-mechanical) Phase: Single phase Voltage class: 230 V class About this product: The i-power “Servo Voltage Stabilizers” provide protection against main power sags, surges and brownouts. It is ideal for environments that are subject to inconsistencies in the main supply. Each stabilizer has a wide input voltage tolerance and has been designed to provide the ultimate reliability in hostile environments where the quality of the main supply cannot be guaranteed. The electro-mechanical servo based voltage stabilizer series adopts the latest control technology and offers an unrivalled combination of features providing exceptional performance and protection with great versatility and extremely high reliability. This product is extremely suitable for equipment that require highly reliable and stable power supply. Key features: - Fully Rated Capacity: [description missing in source file] - Output Accuracy: Precise output voltage regulation - SMT Technology: Main control PCB based on SMT process - Display: Multi-info LCD display - Protections: Overload, under/over voltage, short circuit, bypass protection - Smart CPU Control Technology: Adapts smart CPU control technology to control all processes to increase system reliability - Tested and Verified: All devices are fully tested and verified for maximum performance Typical applications: Electric Appliances Entertainment IT Infrastructure Business Systems POS Medical Instruments Automation Industrial Machines Telecom Infrastructure Other capacities available in the AVR-1001 line: 1 kVA, 2 kVA, 3 kVA, 5 kVA, 10 kVA, 20 kVA, 30 kVA.
R100223223S | AVR-1001 | AVR-1001 Single Phase (1-10KVA) | Servo AVR | Servo (electro-mechanical) | 2 | Single phase | 230 V class | Electric Appliances Entertainment IT Infrastructure Business Systems POS Medical Instruments Automation Industrial Machines Telecom Infrastructure |  | i-power AVR-1001 — 2 kVA Servo Automatic Voltage Regulator (Single phase, 230 V class) Model code: R100223223S Product series / family: AVR-1001 (Servo AVR) Rated capacity: 2 kVA Regulator technology: Servo (electro-mechanical) Phase: Single phase Voltage class: 230 V class About this product: The i-power “Servo Voltage Stabilizers” provide protection against main power sags, surges and brownouts. It is ideal for environments that are subject to inconsistencies in the main supply. Each stabilizer has a wide input voltage tolerance and has been designed to provide the ultimate reliability in hostile environments where the quality of the main supply cannot be guaranteed. The electro-mechanical servo based voltage stabilizer series adopts the latest control technology and offers an unrivalled combination of features providing exceptional performance and protection with great versatility and extremely high reliability. This product is extremely suitable for equipment that require highly reliable and stable power supply. Key features: - Fully Rated Capacity: [description missing in source file] - Output Accuracy: Precise output voltage regulation - SMT Technology: Main control PCB based on SMT process - Display: Multi-info LCD display - Protections: Overload, under/over voltage, short circuit, bypass protection - Smart CPU Control Technology: Adapts smart CPU control technology to control all processes to increase system reliability - Tested and Verified: All devices are fully tested and verified for maximum performance Typical applications: Electric Appliances Entertainment IT Infrastructure Business Systems POS Medical Instruments Automation Industrial Machines Telecom Infrastructure Other capacities available in the AVR-1001 line: 1 kVA, 2 kVA, 3 kVA, 5 kVA, 10 kVA, 20 kVA, 30 kVA.
R100323223S | AVR-1001 | AVR-1001 Single Phase (1-10KVA) | Servo AVR | Servo (electro-mechanical) | 3 | Single phase | 230 V class | Electric Appliances Entertainment IT Infrastructure Business Systems POS Medical Instruments Automation Industrial Machines Telecom Infrastructure |  | i-power AVR-1001 — 3 kVA Servo Automatic Voltage Regulator (Single phase, 230 V class) Model code: R100323223S Product series / family: AVR-1001 (Servo AVR) Rated capacity: 3 kVA Regulator technology: Servo (electro-mechanical) Phase: Single phase Voltage class: 230 V class About this product: The i-power “Servo Voltage Stabilizers” provide protection against main power sags, surges and brownouts. It is ideal for environments that are subject to inconsistencies in the main supply. Each stabilizer has a wide input voltage tolerance and has been designed to provide the ultimate reliability in hostile environments where the quality of the main supply cannot be guaranteed. The electro-mechanical servo based voltage stabilizer series adopts the latest control technology and offers an unrivalled combination of features providing exceptional performance and protection with great versatility and extremely high reliability. This product is extremely suitable for equipment that require highly reliable and stable power supply. Key features: - Fully Rated Capacity: [description missing in source file] - Output Accuracy: Precise output voltage regulation - SMT Technology: Main control PCB based on SMT process - Display: Multi-info LCD display - Protections: Overload, under/over voltage, short circuit, bypass protection - Smart CPU Control Technology: Adapts smart CPU control technology to control all processes to increase system reliability - Tested and Verified: All devices are fully tested and verified for maximum performance Typical applications: Electric Appliances Entertainment IT Infrastructure Business Systems POS Medical Instruments Automation Industrial Machines Telecom Infrastructure Other capacities available in the AVR-1001 line: 1 kVA, 2 kVA, 3 kVA, 5 kVA, 10 kVA, 20 kVA, 30 kVA.
R100523223S | AVR-1001 | AVR-1001 Single Phase (1-10KVA) | Servo AVR | Servo (electro-mechanical) | 5 | Single phase | 230 V class | Electric Appliances Entertainment IT Infrastructure Business Systems POS Medical Instruments Automation Industrial Machines Telecom Infrastructure |  | i-power AVR-1001 — 5 kVA Servo Automatic Voltage Regulator (Single phase, 230 V class) Model code: R100523223S Product series / family: AVR-1001 (Servo AVR) Rated capacity: 5 kVA Regulator technology: Servo (electro-mechanical) Phase: Single phase Voltage class: 230 V class About this product: The i-power “Servo Voltage Stabilizers” provide protection against main power sags, surges and brownouts. It is ideal for environments that are subject to inconsistencies in the main supply. Each stabilizer has a wide input voltage tolerance and has been designed to provide the ultimate reliability in hostile environments where the quality of the main supply cannot be guaranteed. The electro-mechanical servo based voltage stabilizer series adopts the latest control technology and offers an unrivalled combination of features providing exceptional performance and protection with great versatility and extremely high reliability. This product is extremely suitable for equipment that require highly reliable and stable power supply. Key features: - Fully Rated Capacity: [description missing in source file] - Output Accuracy: Precise output voltage regulation - SMT Technology: Main control PCB based on SMT process - Display: Multi-info LCD display - Protections: Overload, under/over voltage, short circuit, bypass protection - Smart CPU Control Technology: Adapts smart CPU control technology to control all processes to increase system reliability - Tested and Verified: All devices are fully tested and verified for maximum performance Typical applications: Electric Appliances Entertainment IT Infrastructure Business Systems POS Medical Instruments Automation Industrial Machines Telecom Infrastructure Other capacities available in the AVR-1001 line: 1 kVA, 2 kVA, 3 kVA, 5 kVA, 10 kVA, 20 kVA, 30 kVA.
R101023223S | AVR-1001 | AVR-1001 Single Phase (1-10KVA) | Servo AVR | Servo (electro-mechanical) | 10 | Single phase | 230 V class | Electric Appliances Entertainment IT Infrastructure Business Systems POS Medical Instruments Automation Industrial Machines Telecom Infrastructure |  | i-power AVR-1001 — 10 kVA Servo Automatic Voltage Regulator (Single phase, 230 V class) Model code: R101023223S Product series / family: AVR-1001 (Servo AVR) Rated capacity: 10 kVA Regulator technology: Servo (electro-mechanical) Phase: Single phase Voltage class: 230 V class About this product: The i-power “Servo Voltage Stabilizers” provide protection against main power sags, surges and brownouts. It is ideal for environments that are subject to inconsistencies in the main supply. Each stabilizer has a wide input voltage tolerance and has been designed to provide the ultimate reliability in hostile environments where the quality of the main supply cannot be guaranteed. The electro-mechanical servo based voltage stabilizer series adopts the latest control technology and offers an unrivalled combination of features providing exceptional performance and protection with great versatility and extremely high reliability. This product is extremely suitable for equipment that require highly reliable and stable power supply. Key features: - Fully Rated Capacity: [description missing in source file] - Output Accuracy: Precise output voltage regulation - SMT Technology: Main control PCB based on SMT process - Display: Multi-info LCD display - Protections: Overload, under/over voltage, short circuit, bypass protection - Smart CPU Control Technology: Adapts smart CPU control technology to control all processes to increase system reliability - Tested and Verified: All devices are fully tested and verified for maximum performance Typical applications: Electric Appliances Entertainment IT Infrastructure Business Systems POS Medical Instruments Automation Industrial Machines Telecom Infrastructure Other capacities available in the AVR-1001 line: 1 kVA, 2 kVA, 3 kVA, 5 kVA, 10 kVA, 20 kVA, 30 kVA.
R102023223S | AVR-1001 | AVR-1001 Single Phase (20-30KVA) | Servo AVR | Servo (electro-mechanical) | 20 | Single phase | 230 V class | Electric Appliances Entertainment IT Infrastructure Business Systems POS Medical Instruments Automation Industrial Machines Telecom Infrastructure |  | i-power AVR-1001 — 20 kVA Servo Automatic Voltage Regulator (Single phase, 230 V class) Model code: R102023223S Product series / family: AVR-1001 (Servo AVR) Rated capacity: 20 kVA Regulator technology: Servo (electro-mechanical) Phase: Single phase Voltage class: 230 V class About this product: The i-power “Servo Voltage Stabilizers” provide protection against main power sags, surges and brownouts. It is ideal for environments that are subject to inconsistencies in the main supply. Each stabilizer has a wide input voltage tolerance and has been designed to provide the ultimate reliability in hostile environments where the quality of the main supply cannot be guaranteed. The electro-mechanical servo based voltage stabilizer series adopts the latest control technology and offers an unrivalled combination of features providing exceptional performance and protection with great versatility and extremely high reliability. This product is extremely suitable for equipment that require highly reliable and stable power supply. Key features: - Fully Rated Capacity: [description missing in source file] - Output Accuracy: Precise output voltage regulation - SMT Technology: Main control PCB based on SMT process - Display: Multi-info LCD display - Protections: Overload, under/over voltage, short circuit, bypass protection - Smart CPU Control Technology: Adapts smart CPU control technology to control all processes to increase system reliability - Tested and Verified: All devices are fully tested and verified for maximum performance Typical applications: Electric Appliances Entertainment IT Infrastructure Business Systems POS Medical Instruments Automation Industrial Machines Telecom Infrastructure Other capacities available in the AVR-1001 line: 1 kVA, 2 kVA, 3 kVA, 5 kVA, 10 kVA, 20 kVA, 30 kVA.
R103023223S | AVR-1001 | AVR-1001 Single Phase (20-30KVA) | Servo AVR | Servo (electro-mechanical) | 30 | Single phase | 230 V class | Electric Appliances Entertainment IT Infrastructure Business Systems POS Medical Instruments Automation Industrial Machines Telecom Infrastructure |  | i-power AVR-1001 — 30 kVA Servo Automatic Voltage Regulator (Single phase, 230 V class) Model code: R103023223S Product series / family: AVR-1001 (Servo AVR) Rated capacity: 30 kVA Regulator technology: Servo (electro-mechanical) Phase: Single phase Voltage class: 230 V class About this product: The i-power “Servo Voltage Stabilizers” provide protection against main power sags, surges and brownouts. It is ideal for environments that are subject to inconsistencies in the main supply. Each stabilizer has a wide input voltage tolerance and has been designed to provide the ultimate reliability in hostile environments where the quality of the main supply cannot be guaranteed. The electro-mechanical servo based voltage stabilizer series adopts the latest control technology and offers an unrivalled combination of features providing exceptional performance and protection with great versatility and extremely high reliability. This product is extremely suitable for equipment that require highly reliable and stable power supply. Key features: - Fully Rated Capacity: [description missing in source file] - Output Accuracy: Precise output voltage regulation - SMT Technology: Main control PCB based on SMT process - Display: Multi-info LCD display - Protections: Overload, under/over voltage, short circuit, bypass protection - Smart CPU Control Technology: Adapts smart CPU control technology to control all processes to increase system reliability - Tested and Verified: All devices are fully tested and verified for maximum performance Typical applications: Electric Appliances Entertainment IT Infrastructure Business Systems POS Medical Instruments Automation Industrial Machines Telecom Infrastructure Other capacities available in the AVR-1001 line: 1 kVA, 2 kVA, 3 kVA, 5 kVA, 10 kVA, 20 kVA, 30 kVA.
R300140240S | AVR-1002 | AVR-1002 Three Phase (10-80KVA) | Servo AVR | Servo (electro-mechanical) | 10 | Three phase | 400 V class | CNC Machines Injection Molding Machines Production Lines Imaging Equipment Laboratory Instruments Server Rooms & Data Centers Telecom Base Stations Elevators & Lifts HVAC Systems |  | i-power AVR-1002 — 10 kVA Servo Automatic Voltage Regulator (Three phase, 400 V class) Model code: R300140240S Product series / family: AVR-1002 (Servo AVR) Rated capacity: 10 kVA Regulator technology: Servo (electro-mechanical) Phase: Three phase Voltage class: 400 V class About this product: The i-power “Servo Voltage Stabilizers” provide protection against main power sags, surges and brownouts. It is ideal for environments that are subject to inconsistencies in the main supply. Each stabilizer has a wide input voltage tolerance and has been designed to provide the ultimate reliability in hostile environments where the quality of the main supply cannot be guaranteed. The electro-mechanical servo based voltage stabilizer series adopts the latest control technology and offers an unrivalled combination of features providing exceptional performance and protection with great versatility and extremely high reliability. This product is extremely suitable for equipment that require highly reliable and stable power supply. Key features: - Independent Phase Regulation: Individual phase regulation technology for better performance - Fully Rated Capacity: [description missing in source file] - Output Accuracy: Precise output voltage regulation - SMT Technology: Main control PCB based on SMT process - Display: Multi-info LCD display - Protections: Overload, under/over voltage, short circuit, bypass protection - Smart CPU Control Technology: Adapts smart CPU control technology to control all processes to increase system reliability - Tested and Verified: All devices are fully tested and verified for maximum performance Typical applications: CNC Machines Injection Molding Machines Production Lines Imaging Equipment Laboratory Instruments Server Rooms & Data Centers Telecom Base Stations Elevators & Lifts HVAC Systems Other capacities available in the AVR-1002 line: 10 kVA, 20 kVA, 30 kVA, 50 kVA, 80 kVA, 100 kVA, 120 kVA, 150 kVA, 200 kVA, 250 kVA, 300 kVA, 400 kVA, 500 kVA, 600 kVA, 800 kVA, 1000 kVA, 1250 kVA, 1500 kVA, 2000 kVA, 3000 kVA.
R300240240S | AVR-1002 | AVR-1002 Three Phase (10-80KVA) | Servo AVR | Servo (electro-mechanical) | 20 | Three phase | 400 V class | CNC Machines Injection Molding Machines Production Lines Imaging Equipment Laboratory Instruments Server Rooms & Data Centers Telecom Base Stations Elevators & Lifts HVAC Systems |  | i-power AVR-1002 — 20 kVA Servo Automatic Voltage Regulator (Three phase, 400 V class) Model code: R300240240S Product series / family: AVR-1002 (Servo AVR) Rated capacity: 20 kVA Regulator technology: Servo (electro-mechanical) Phase: Three phase Voltage class: 400 V class About this product: The i-power “Servo Voltage Stabilizers” provide protection against main power sags, surges and brownouts. It is ideal for environments that are subject to inconsistencies in the main supply. Each stabilizer has a wide input voltage tolerance and has been designed to provide the ultimate reliability in hostile environments where the quality of the main supply cannot be guaranteed. The electro-mechanical servo based voltage stabilizer series adopts the latest control technology and offers an unrivalled combination of features providing exceptional performance and protection with great versatility and extremely high reliability. This product is extremely suitable for equipment that require highly reliable and stable power supply. Key features: - Independent Phase Regulation: Individual phase regulation technology for better performance - Fully Rated Capacity: [description missing in source file] - Output Accuracy: Precise output voltage regulation - SMT Technology: Main control PCB based on SMT process - Display: Multi-info LCD display - Protections: Overload, under/over voltage, short circuit, bypass protection - Smart CPU Control Technology: Adapts smart CPU control technology to control all processes to increase system reliability - Tested and Verified: All devices are fully tested and verified for maximum performance Typical applications: CNC Machines Injection Molding Machines Production Lines Imaging Equipment Laboratory Instruments Server Rooms & Data Centers Telecom Base Stations Elevators & Lifts HVAC Systems Other capacities available in the AVR-1002 line: 10 kVA, 20 kVA, 30 kVA, 50 kVA, 80 kVA, 100 kVA, 120 kVA, 150 kVA, 200 kVA, 250 kVA, 300 kVA, 400 kVA, 500 kVA, 600 kVA, 800 kVA, 1000 kVA, 1250 kVA, 1500 kVA, 2000 kVA, 3000 kVA.
R300340240S | AVR-1002 | AVR-1002 Three Phase (10-80KVA) | Servo AVR | Servo (electro-mechanical) | 30 | Three phase | 400 V class | CNC Machines Injection Molding Machines Production Lines Imaging Equipment Laboratory Instruments Server Rooms & Data Centers Telecom Base Stations Elevators & Lifts HVAC Systems |  | i-power AVR-1002 — 30 kVA Servo Automatic Voltage Regulator (Three phase, 400 V class) Model code: R300340240S Product series / family: AVR-1002 (Servo AVR) Rated capacity: 30 kVA Regulator technology: Servo (electro-mechanical) Phase: Three phase Voltage class: 400 V class About this product: The i-power “Servo Voltage Stabilizers” provide protection against main power sags, surges and brownouts. It is ideal for environments that are subject to inconsistencies in the main supply. Each stabilizer has a wide input voltage tolerance and has been designed to provide the ultimate reliability in hostile environments where the quality of the main supply cannot be guaranteed. The electro-mechanical servo based voltage stabilizer series adopts the latest control technology and offers an unrivalled combination of features providing exceptional performance and protection with great versatility and extremely high reliability. This product is extremely suitable for equipment that require highly reliable and stable power supply. Key features: - Independent Phase Regulation: Individual phase regulation technology for better performance - Fully Rated Capacity: [description missing in source file] - Output Accuracy: Precise output voltage regulation - SMT Technology: Main control PCB based on SMT process - Display: Multi-info LCD display - Protections: Overload, under/over voltage, short circuit, bypass protection - Smart CPU Control Technology: Adapts smart CPU control technology to control all processes to increase system reliability - Tested and Verified: All devices are fully tested and verified for maximum performance Typical applications: CNC Machines Injection Molding Machines Production Lines Imaging Equipment Laboratory Instruments Server Rooms & Data Centers Telecom Base Stations Elevators & Lifts HVAC Systems Other capacities available in the AVR-1002 line: 10 kVA, 20 kVA, 30 kVA, 50 kVA, 80 kVA, 100 kVA, 120 kVA, 150 kVA, 200 kVA, 250 kVA, 300 kVA, 400 kVA, 500 kVA, 600 kVA, 800 kVA, 1000 kVA, 1250 kVA, 1500 kVA, 2000 kVA, 3000 kVA.
R300540240S | AVR-1002 | AVR-1002 Three Phase (10-80KVA) | Servo AVR | Servo (electro-mechanical) | 50 | Three phase | 400 V class | CNC Machines Injection Molding Machines Production Lines Imaging Equipment Laboratory Instruments Server Rooms & Data Centers Telecom Base Stations Elevators & Lifts HVAC Systems |  | i-power AVR-1002 — 50 kVA Servo Automatic Voltage Regulator (Three phase, 400 V class) Model code: R300540240S Product series / family: AVR-1002 (Servo AVR) Rated capacity: 50 kVA Regulator technology: Servo (electro-mechanical) Phase: Three phase Voltage class: 400 V class About this product: The i-power “Servo Voltage Stabilizers” provide protection against main power sags, surges and brownouts. It is ideal for environments that are subject to inconsistencies in the main supply. Each stabilizer has a wide input voltage tolerance and has been designed to provide the ultimate reliability in hostile environments where the quality of the main supply cannot be guaranteed. The electro-mechanical servo based voltage stabilizer series adopts the latest control technology and offers an unrivalled combination of features providing exceptional performance and protection with great versatility and extremely high reliability. This product is extremely suitable for equipment that require highly reliable and stable power supply. Key features: - Independent Phase Regulation: Individual phase regulation technology for better performance - Fully Rated Capacity: [description missing in source file] - Output Accuracy: Precise output voltage regulation - SMT Technology: Main control PCB based on SMT process - Display: Multi-info LCD display - Protections: Overload, under/over voltage, short circuit, bypass protection - Smart CPU Control Technology: Adapts smart CPU control technology to control all processes to increase system reliability - Tested and Verified: All devices are fully tested and verified for maximum performance Typical applications: CNC Machines Injection Molding Machines Production Lines Imaging Equipment Laboratory Instruments Server Rooms & Data Centers Telecom Base Stations Elevators & Lifts HVAC Systems Other capacities available in the AVR-1002 line: 10 kVA, 20 kVA, 30 kVA, 50 kVA, 80 kVA, 100 kVA, 120 kVA, 150 kVA, 200 kVA, 250 kVA, 300 kVA, 400 kVA, 500 kVA, 600 kVA, 800 kVA, 1000 kVA, 1250 kVA, 1500 kVA, 2000 kVA, 3000 kVA.
R300840240S | AVR-1002 | AVR-1002 Three Phase (10-80KVA) | Servo AVR | Servo (electro-mechanical) | 80 | Three phase | 400 V class | CNC Machines Injection Molding Machines Production Lines Imaging Equipment Laboratory Instruments Server Rooms & Data Centers Telecom Base Stations Elevators & Lifts HVAC Systems |  | i-power AVR-1002 — 80 kVA Servo Automatic Voltage Regulator (Three phase, 400 V class) Model code: R300840240S Product series / family: AVR-1002 (Servo AVR) Rated capacity: 80 kVA Regulator technology: Servo (electro-mechanical) Phase: Three phase Voltage class: 400 V class About this product: The i-power “Servo Voltage Stabilizers” provide protection against main power sags, surges and brownouts. It is ideal for environments that are subject to inconsistencies in the main supply. Each stabilizer has a wide input voltage tolerance and has been designed to provide the ultimate reliability in hostile environments where the quality of the main supply cannot be guaranteed. The electro-mechanical servo based voltage stabilizer series adopts the latest control technology and offers an unrivalled combination of features providing exceptional performance and protection with great versatility and extremely high reliability. This product is extremely suitable for equipment that require highly reliable and stable power supply. Key features: - Independent Phase Regulation: Individual phase regulation technology for better performance - Fully Rated Capacity: [description missing in source file] - Output Accuracy: Precise output voltage regulation - SMT Technology: Main control PCB based on SMT process - Display: Multi-info LCD display - Protections: Overload, under/over voltage, short circuit, bypass protection - Smart CPU Control Technology: Adapts smart CPU control technology to control all processes to increase system reliability - Tested and Verified: All devices are fully tested and verified for maximum performance Typical applications: CNC Machines Injection Molding Machines Production Lines Imaging Equipment Laboratory Instruments Server Rooms & Data Centers Telecom Base Stations Elevators & Lifts HVAC Systems Other capacities available in the AVR-1002 line: 10 kVA, 20 kVA, 30 kVA, 50 kVA, 80 kVA, 100 kVA, 120 kVA, 150 kVA, 200 kVA, 250 kVA, 300 kVA, 400 kVA, 500 kVA, 600 kVA, 800 kVA, 1000 kVA, 1250 kVA, 1500 kVA, 2000 kVA, 3000 kVA.
R301040240S | AVR-1002 | AVR-1002 Three Phase (100-3000KVA) | Servo AVR | Servo (electro-mechanical) | 100 | Three phase | 400 V class | CNC Machines Injection Molding Machines Production Lines Imaging Equipment Laboratory Instruments Server Rooms & Data Centers Telecom Base Stations Elevators & Lifts HVAC Systems |  | i-power AVR-1002 — 100 kVA Servo Automatic Voltage Regulator (Three phase, 400 V class) Model code: R301040240S Product series / family: AVR-1002 (Servo AVR) Rated capacity: 100 kVA Regulator technology: Servo (electro-mechanical) Phase: Three phase Voltage class: 400 V class About this product: The i-power “Servo Voltage Stabilizers” provide protection against main power sags, surges and brownouts. It is ideal for environments that are subject to inconsistencies in the main supply. Each stabilizer has a wide input voltage tolerance and has been designed to provide the ultimate reliability in hostile environments where the quality of the main supply cannot be guaranteed. The electro-mechanical servo based voltage stabilizer series adopts the latest control technology and offers an unrivalled combination of features providing exceptional performance and protection with great versatility and extremely high reliability. This product is extremely suitable for equipment that require highly reliable and stable power supply. Key features: - Independent Phase Regulation: Individual phase regulation technology for better performance - Fully Rated Capacity: [description missing in source file] - Output Accuracy: Precise output voltage regulation - SMT Technology: Main control PCB based on SMT process - Display: Multi-info LCD display - Protections: Overload, under/over voltage, short circuit, bypass protection - Smart CPU Control Technology: Adapts smart CPU control technology to control all processes to increase system reliability - Tested and Verified: All devices are fully tested and verified for maximum performance Typical applications: CNC Machines Injection Molding Machines Production Lines Imaging Equipment Laboratory Instruments Server Rooms & Data Centers Telecom Base Stations Elevators & Lifts HVAC Systems Other capacities available in the AVR-1002 line: 10 kVA, 20 kVA, 30 kVA, 50 kVA, 80 kVA, 100 kVA, 120 kVA, 150 kVA, 200 kVA, 250 kVA, 300 kVA, 400 kVA, 500 kVA, 600 kVA, 800 kVA, 1000 kVA, 1250 kVA, 1500 kVA, 2000 kVA, 3000 kVA.
R301240240S | AVR-1002 | AVR-1002 Three Phase (100-3000KVA) | Servo AVR | Servo (electro-mechanical) | 120 | Three phase | 400 V class | CNC Machines Injection Molding Machines Production Lines Imaging Equipment Laboratory Instruments Server Rooms & Data Centers Telecom Base Stations Elevators & Lifts HVAC Systems |  | i-power AVR-1002 — 120 kVA Servo Automatic Voltage Regulator (Three phase, 400 V class) Model code: R301240240S Product series / family: AVR-1002 (Servo AVR) Rated capacity: 120 kVA Regulator technology: Servo (electro-mechanical) Phase: Three phase Voltage class: 400 V class About this product: The i-power “Servo Voltage Stabilizers” provide protection against main power sags, surges and brownouts. It is ideal for environments that are subject to inconsistencies in the main supply. Each stabilizer has a wide input voltage tolerance and has been designed to provide the ultimate reliability in hostile environments where the quality of the main supply cannot be guaranteed. The electro-mechanical servo based voltage stabilizer series adopts the latest control technology and offers an unrivalled combination of features providing exceptional performance and protection with great versatility and extremely high reliability. This product is extremely suitable for equipment that require highly reliable and stable power supply. Key features: - Independent Phase Regulation: Individual phase regulation technology for better performance - Fully Rated Capacity: [description missing in source file] - Output Accuracy: Precise output voltage regulation - SMT Technology: Main control PCB based on SMT process - Display: Multi-info LCD display - Protections: Overload, under/over voltage, short circuit, bypass protection - Smart CPU Control Technology: Adapts smart CPU control technology to control all processes to increase system reliability - Tested and Verified: All devices are fully tested and verified for maximum performance Typical applications: CNC Machines Injection Molding Machines Production Lines Imaging Equipment Laboratory Instruments Server Rooms & Data Centers Telecom Base Stations Elevators & Lifts HVAC Systems Other capacities available in the AVR-1002 line: 10 kVA, 20 kVA, 30 kVA, 50 kVA, 80 kVA, 100 kVA, 120 kVA, 150 kVA, 200 kVA, 250 kVA, 300 kVA, 400 kVA, 500 kVA, 600 kVA, 800 kVA, 1000 kVA, 1250 kVA, 1500 kVA, 2000 kVA, 3000 kVA.
R301540240S | AVR-1002 | AVR-1002 Three Phase (100-3000KVA) | Servo AVR | Servo (electro-mechanical) | 150 | Three phase | 400 V class | CNC Machines Injection Molding Machines Production Lines Imaging Equipment Laboratory Instruments Server Rooms & Data Centers Telecom Base Stations Elevators & Lifts HVAC Systems |  | i-power AVR-1002 — 150 kVA Servo Automatic Voltage Regulator (Three phase, 400 V class) Model code: R301540240S Product series / family: AVR-1002 (Servo AVR) Rated capacity: 150 kVA Regulator technology: Servo (electro-mechanical) Phase: Three phase Voltage class: 400 V class About this product: The i-power “Servo Voltage Stabilizers” provide protection against main power sags, surges and brownouts. It is ideal for environments that are subject to inconsistencies in the main supply. Each stabilizer has a wide input voltage tolerance and has been designed to provide the ultimate reliability in hostile environments where the quality of the main supply cannot be guaranteed. The electro-mechanical servo based voltage stabilizer series adopts the latest control technology and offers an unrivalled combination of features providing exceptional performance and protection with great versatility and extremely high reliability. This product is extremely suitable for equipment that require highly reliable and stable power supply. Key features: - Independent Phase Regulation: Individual phase regulation technology for better performance - Fully Rated Capacity: [description missing in source file] - Output Accuracy: Precise output voltage regulation - SMT Technology: Main control PCB based on SMT process - Display: Multi-info LCD display - Protections: Overload, under/over voltage, short circuit, bypass protection - Smart CPU Control Technology: Adapts smart CPU control technology to control all processes to increase system reliability - Tested and Verified: All devices are fully tested and verified for maximum performance Typical applications: CNC Machines Injection Molding Machines Production Lines Imaging Equipment Laboratory Instruments Server Rooms & Data Centers Telecom Base Stations Elevators & Lifts HVAC Systems Other capacities available in the AVR-1002 line: 10 kVA, 20 kVA, 30 kVA, 50 kVA, 80 kVA, 100 kVA, 120 kVA, 150 kVA, 200 kVA, 250 kVA, 300 kVA, 400 kVA, 500 kVA, 600 kVA, 800 kVA, 1000 kVA, 1250 kVA, 1500 kVA, 2000 kVA, 3000 kVA.
R302040240S | AVR-1002 | AVR-1002 Three Phase (100-3000KVA) | Servo AVR | Servo (electro-mechanical) | 200 | Three phase | 400 V class | CNC Machines Injection Molding Machines Production Lines Imaging Equipment Laboratory Instruments Server Rooms & Data Centers Telecom Base Stations Elevators & Lifts HVAC Systems |  | i-power AVR-1002 — 200 kVA Servo Automatic Voltage Regulator (Three phase, 400 V class) Model code: R302040240S Product series / family: AVR-1002 (Servo AVR) Rated capacity: 200 kVA Regulator technology: Servo (electro-mechanical) Phase: Three phase Voltage class: 400 V class About this product: The i-power “Servo Voltage Stabilizers” provide protection against main power sags, surges and brownouts. It is ideal for environments that are subject to inconsistencies in the main supply. Each stabilizer has a wide input voltage tolerance and has been designed to provide the ultimate reliability in hostile environments where the quality of the main supply cannot be guaranteed. The electro-mechanical servo based voltage stabilizer series adopts the latest control technology and offers an unrivalled combination of features providing exceptional performance and protection with great versatility and extremely high reliability. This product is extremely suitable for equipment that require highly reliable and stable power supply. Key features: - Independent Phase Regulation: Individual phase regulation technology for better performance - Fully Rated Capacity: [description missing in source file] - Output Accuracy: Precise output voltage regulation - SMT Technology: Main control PCB based on SMT process - Display: Multi-info LCD display - Protections: Overload, under/over voltage, short circuit, bypass protection - Smart CPU Control Technology: Adapts smart CPU control technology to control all processes to increase system reliability - Tested and Verified: All devices are fully tested and verified for maximum performance Typical applications: CNC Machines Injection Molding Machines Production Lines Imaging Equipment Laboratory Instruments Server Rooms & Data Centers Telecom Base Stations Elevators & Lifts HVAC Systems Other capacities available in the AVR-1002 line: 10 kVA, 20 kVA, 30 kVA, 50 kVA, 80 kVA, 100 kVA, 120 kVA, 150 kVA, 200 kVA, 250 kVA, 300 kVA, 400 kVA, 500 kVA, 600 kVA, 800 kVA, 1000 kVA, 1250 kVA, 1500 kVA, 2000 kVA, 3000 kVA.
R302540240S | AVR-1002 | AVR-1002 Three Phase (100-3000KVA) | Servo AVR | Servo (electro-mechanical) | 250 | Three phase | 400 V class | CNC Machines Injection Molding Machines Production Lines Imaging Equipment Laboratory Instruments Server Rooms & Data Centers Telecom Base Stations Elevators & Lifts HVAC Systems |  | i-power AVR-1002 — 250 kVA Servo Automatic Voltage Regulator (Three phase, 400 V class) Model code: R302540240S Product series / family: AVR-1002 (Servo AVR) Rated capacity: 250 kVA Regulator technology: Servo (electro-mechanical) Phase: Three phase Voltage class: 400 V class About this product: The i-power “Servo Voltage Stabilizers” provide protection against main power sags, surges and brownouts. It is ideal for environments that are subject to inconsistencies in the main supply. Each stabilizer has a wide input voltage tolerance and has been designed to provide the ultimate reliability in hostile environments where the quality of the main supply cannot be guaranteed. The electro-mechanical servo based voltage stabilizer series adopts the latest control technology and offers an unrivalled combination of features providing exceptional performance and protection with great versatility and extremely high reliability. This product is extremely suitable for equipment that require highly reliable and stable power supply. Key features: - Independent Phase Regulation: Individual phase regulation technology for better performance - Fully Rated Capacity: [description missing in source file] - Output Accuracy: Precise output voltage regulation - SMT Technology: Main control PCB based on SMT process - Display: Multi-info LCD display - Protections: Overload, under/over voltage, short circuit, bypass protection - Smart CPU Control Technology: Adapts smart CPU control technology to control all processes to increase system reliability - Tested and Verified: All devices are fully tested and verified for maximum performance Typical applications: CNC Machines Injection Molding Machines Production Lines Imaging Equipment Laboratory Instruments Server Rooms & Data Centers Telecom Base Stations Elevators & Lifts HVAC Systems Other capacities available in the AVR-1002 line: 10 kVA, 20 kVA, 30 kVA, 50 kVA, 80 kVA, 100 kVA, 120 kVA, 150 kVA, 200 kVA, 250 kVA, 300 kVA, 400 kVA, 500 kVA, 600 kVA, 800 kVA, 1000 kVA, 1250 kVA, 1500 kVA, 2000 kVA, 3000 kVA.
R303040240S | AVR-1002 | AVR-1002 Three Phase (100-3000KVA) | Servo AVR | Servo (electro-mechanical) | 300 | Three phase | 400 V class | CNC Machines Injection Molding Machines Production Lines Imaging Equipment Laboratory Instruments Server Rooms & Data Centers Telecom Base Stations Elevators & Lifts HVAC Systems |  | i-power AVR-1002 — 300 kVA Servo Automatic Voltage Regulator (Three phase, 400 V class) Model code: R303040240S Product series / family: AVR-1002 (Servo AVR) Rated capacity: 300 kVA Regulator technology: Servo (electro-mechanical) Phase: Three phase Voltage class: 400 V class About this product: The i-power “Servo Voltage Stabilizers” provide protection against main power sags, surges and brownouts. It is ideal for environments that are subject to inconsistencies in the main supply. Each stabilizer has a wide input voltage tolerance and has been designed to provide the ultimate reliability in hostile environments where the quality of the main supply cannot be guaranteed. The electro-mechanical servo based voltage stabilizer series adopts the latest control technology and offers an unrivalled combination of features providing exceptional performance and protection with great versatility and extremely high reliability. This product is extremely suitable for equipment that require highly reliable and stable power supply. Key features: - Independent Phase Regulation: Individual phase regulation technology for better performance - Fully Rated Capacity: [description missing in source file] - Output Accuracy: Precise output voltage regulation - SMT Technology: Main control PCB based on SMT process - Display: Multi-info LCD display - Protections: Overload, under/over voltage, short circuit, bypass protection - Smart CPU Control Technology: Adapts smart CPU control technology to control all processes to increase system reliability - Tested and Verified: All devices are fully tested and verified for maximum performance Typical applications: CNC Machines Injection Molding Machines Production Lines Imaging Equipment Laboratory Instruments Server Rooms & Data Centers Telecom Base Stations Elevators & Lifts HVAC Systems Other capacities available in the AVR-1002 line: 10 kVA, 20 kVA, 30 kVA, 50 kVA, 80 kVA, 100 kVA, 120 kVA, 150 kVA, 200 kVA, 250 kVA, 300 kVA, 400 kVA, 500 kVA, 600 kVA, 800 kVA, 1000 kVA, 1250 kVA, 1500 kVA, 2000 kVA, 3000 kVA.
R304040240S | AVR-1002 | AVR-1002 Three Phase (100-3000KVA) | Servo AVR | Servo (electro-mechanical) | 400 | Three phase | 400 V class | CNC Machines Injection Molding Machines Production Lines Imaging Equipment Laboratory Instruments Server Rooms & Data Centers Telecom Base Stations Elevators & Lifts HVAC Systems |  | i-power AVR-1002 — 400 kVA Servo Automatic Voltage Regulator (Three phase, 400 V class) Model code: R304040240S Product series / family: AVR-1002 (Servo AVR) Rated capacity: 400 kVA Regulator technology: Servo (electro-mechanical) Phase: Three phase Voltage class: 400 V class About this product: The i-power “Servo Voltage Stabilizers” provide protection against main power sags, surges and brownouts. It is ideal for environments that are subject to inconsistencies in the main supply. Each stabilizer has a wide input voltage tolerance and has been designed to provide the ultimate reliability in hostile environments where the quality of the main supply cannot be guaranteed. The electro-mechanical servo based voltage stabilizer series adopts the latest control technology and offers an unrivalled combination of features providing exceptional performance and protection with great versatility and extremely high reliability. This product is extremely suitable for equipment that require highly reliable and stable power supply. Key features: - Independent Phase Regulation: Individual phase regulation technology for better performance - Fully Rated Capacity: [description missing in source file] - Output Accuracy: Precise output voltage regulation - SMT Technology: Main control PCB based on SMT process - Display: Multi-info LCD display - Protections: Overload, under/over voltage, short circuit, bypass protection - Smart CPU Control Technology: Adapts smart CPU control technology to control all processes to increase system reliability - Tested and Verified: All devices are fully tested and verified for maximum performance Typical applications: CNC Machines Injection Molding Machines Production Lines Imaging Equipment Laboratory Instruments Server Rooms & Data Centers Telecom Base Stations Elevators & Lifts HVAC Systems Other capacities available in the AVR-1002 line: 10 kVA, 20 kVA, 30 kVA, 50 kVA, 80 kVA, 100 kVA, 120 kVA, 150 kVA, 200 kVA, 250 kVA, 300 kVA, 400 kVA, 500 kVA, 600 kVA, 800 kVA, 1000 kVA, 1250 kVA, 1500 kVA, 2000 kVA, 3000 kVA.
R305040240S | AVR-1002 | AVR-1002 Three Phase (100-3000KVA) | Servo AVR | Servo (electro-mechanical) | 500 | Three phase | 400 V class | CNC Machines Injection Molding Machines Production Lines Imaging Equipment Laboratory Instruments Server Rooms & Data Centers Telecom Base Stations Elevators & Lifts HVAC Systems |  | i-power AVR-1002 — 500 kVA Servo Automatic Voltage Regulator (Three phase, 400 V class) Model code: R305040240S Product series / family: AVR-1002 (Servo AVR) Rated capacity: 500 kVA Regulator technology: Servo (electro-mechanical) Phase: Three phase Voltage class: 400 V class About this product: The i-power “Servo Voltage Stabilizers” provide protection against main power sags, surges and brownouts. It is ideal for environments that are subject to inconsistencies in the main supply. Each stabilizer has a wide input voltage tolerance and has been designed to provide the ultimate reliability in hostile environments where the quality of the main supply cannot be guaranteed. The electro-mechanical servo based voltage stabilizer series adopts the latest control technology and offers an unrivalled combination of features providing exceptional performance and protection with great versatility and extremely high reliability. This product is extremely suitable for equipment that require highly reliable and stable power supply. Key features: - Independent Phase Regulation: Individual phase regulation technology for better performance - Fully Rated Capacity: [description missing in source file] - Output Accuracy: Precise output voltage regulation - SMT Technology: Main control PCB based on SMT process - Display: Multi-info LCD display - Protections: Overload, under/over voltage, short circuit, bypass protection - Smart CPU Control Technology: Adapts smart CPU control technology to control all processes to increase system reliability - Tested and Verified: All devices are fully tested and verified for maximum performance Typical applications: CNC Machines Injection Molding Machines Production Lines Imaging Equipment Laboratory Instruments Server Rooms & Data Centers Telecom Base Stations Elevators & Lifts HVAC Systems Other capacities available in the AVR-1002 line: 10 kVA, 20 kVA, 30 kVA, 50 kVA, 80 kVA, 100 kVA, 120 kVA, 150 kVA, 200 kVA, 250 kVA, 300 kVA, 400 kVA, 500 kVA, 600 kVA, 800 kVA, 1000 kVA, 1250 kVA, 1500 kVA, 2000 kVA, 3000 kVA.
R306040240S | AVR-1002 | AVR-1002 Three Phase (100-3000KVA) | Servo AVR | Servo (electro-mechanical) | 600 | Three phase | 400 V class | CNC Machines Injection Molding Machines Production Lines Imaging Equipment Laboratory Instruments Server Rooms & Data Centers Telecom Base Stations Elevators & Lifts HVAC Systems |  | i-power AVR-1002 — 600 kVA Servo Automatic Voltage Regulator (Three phase, 400 V class) Model code: R306040240S Product series / family: AVR-1002 (Servo AVR) Rated capacity: 600 kVA Regulator technology: Servo (electro-mechanical) Phase: Three phase Voltage class: 400 V class About this product: The i-power “Servo Voltage Stabilizers” provide protection against main power sags, surges and brownouts. It is ideal for environments that are subject to inconsistencies in the main supply. Each stabilizer has a wide input voltage tolerance and has been designed to provide the ultimate reliability in hostile environments where the quality of the main supply cannot be guaranteed. The electro-mechanical servo based voltage stabilizer series adopts the latest control technology and offers an unrivalled combination of features providing exceptional performance and protection with great versatility and extremely high reliability. This product is extremely suitable for equipment that require highly reliable and stable power supply. Key features: - Independent Phase Regulation: Individual phase regulation technology for better performance - Fully Rated Capacity: [description missing in source file] - Output Accuracy: Precise output voltage regulation - SMT Technology: Main control PCB based on SMT process - Display: Multi-info LCD display - Protections: Overload, under/over voltage, short circuit, bypass protection - Smart CPU Control Technology: Adapts smart CPU control technology to control all processes to increase system reliability - Tested and Verified: All devices are fully tested and verified for maximum performance Typical applications: CNC Machines Injection Molding Machines Production Lines Imaging Equipment Laboratory Instruments Server Rooms & Data Centers Telecom Base Stations Elevators & Lifts HVAC Systems Other capacities available in the AVR-1002 line: 10 kVA, 20 kVA, 30 kVA, 50 kVA, 80 kVA, 100 kVA, 120 kVA, 150 kVA, 200 kVA, 250 kVA, 300 kVA, 400 kVA, 500 kVA, 600 kVA, 800 kVA, 1000 kVA, 1250 kVA, 1500 kVA, 2000 kVA, 3000 kVA.
R308040240S | AVR-1002 | AVR-1002 Three Phase (100-3000KVA) | Servo AVR | Servo (electro-mechanical) | 800 | Three phase | 400 V class | CNC Machines Injection Molding Machines Production Lines Imaging Equipment Laboratory Instruments Server Rooms & Data Centers Telecom Base Stations Elevators & Lifts HVAC Systems |  | i-power AVR-1002 — 800 kVA Servo Automatic Voltage Regulator (Three phase, 400 V class) Model code: R308040240S Product series / family: AVR-1002 (Servo AVR) Rated capacity: 800 kVA Regulator technology: Servo (electro-mechanical) Phase: Three phase Voltage class: 400 V class About this product: The i-power “Servo Voltage Stabilizers” provide protection against main power sags, surges and brownouts. It is ideal for environments that are subject to inconsistencies in the main supply. Each stabilizer has a wide input voltage tolerance and has been designed to provide the ultimate reliability in hostile environments where the quality of the main supply cannot be guaranteed. The electro-mechanical servo based voltage stabilizer series adopts the latest control technology and offers an unrivalled combination of features providing exceptional performance and protection with great versatility and extremely high reliability. This product is extremely suitable for equipment that require highly reliable and stable power supply. Key features: - Independent Phase Regulation: Individual phase regulation technology for better performance - Fully Rated Capacity: [description missing in source file] - Output Accuracy: Precise output voltage regulation - SMT Technology: Main control PCB based on SMT process - Display: Multi-info LCD display - Protections: Overload, under/over voltage, short circuit, bypass protection - Smart CPU Control Technology: Adapts smart CPU control technology to control all processes to increase system reliability - Tested and Verified: All devices are fully tested and verified for maximum performance Typical applications: CNC Machines Injection Molding Machines Production Lines Imaging Equipment Laboratory Instruments Server Rooms & Data Centers Telecom Base Stations Elevators & Lifts HVAC Systems Other capacities available in the AVR-1002 line: 10 kVA, 20 kVA, 30 kVA, 50 kVA, 80 kVA, 100 kVA, 120 kVA, 150 kVA, 200 kVA, 250 kVA, 300 kVA, 400 kVA, 500 kVA, 600 kVA, 800 kVA, 1000 kVA, 1250 kVA, 1500 kVA, 2000 kVA, 3000 kVA.
R310040240S | AVR-1002 | AVR-1002 Three Phase (100-3000KVA) | Servo AVR | Servo (electro-mechanical) | 1000 | Three phase | 400 V class | CNC Machines Injection Molding Machines Production Lines Imaging Equipment Laboratory Instruments Server Rooms & Data Centers Telecom Base Stations Elevators & Lifts HVAC Systems |  | i-power AVR-1002 — 1000 kVA Servo Automatic Voltage Regulator (Three phase, 400 V class) Model code: R310040240S Product series / family: AVR-1002 (Servo AVR) Rated capacity: 1000 kVA Regulator technology: Servo (electro-mechanical) Phase: Three phase Voltage class: 400 V class About this product: The i-power “Servo Voltage Stabilizers” provide protection against main power sags, surges and brownouts. It is ideal for environments that are subject to inconsistencies in the main supply. Each stabilizer has a wide input voltage tolerance and has been designed to provide the ultimate reliability in hostile environments where the quality of the main supply cannot be guaranteed. The electro-mechanical servo based voltage stabilizer series adopts the latest control technology and offers an unrivalled combination of features providing exceptional performance and protection with great versatility and extremely high reliability. This product is extremely suitable for equipment that require highly reliable and stable power supply. Key features: - Independent Phase Regulation: Individual phase regulation technology for better performance - Fully Rated Capacity: [description missing in source file] - Output Accuracy: Precise output voltage regulation - SMT Technology: Main control PCB based on SMT process - Display: Multi-info LCD display - Protections: Overload, under/over voltage, short circuit, bypass protection - Smart CPU Control Technology: Adapts smart CPU control technology to control all processes to increase system reliability - Tested and Verified: All devices are fully tested and verified for maximum performance Typical applications: CNC Machines Injection Molding Machines Production Lines Imaging Equipment Laboratory Instruments Server Rooms & Data Centers Telecom Base Stations Elevators & Lifts HVAC Systems Other capacities available in the AVR-1002 line: 10 kVA, 20 kVA, 30 kVA, 50 kVA, 80 kVA, 100 kVA, 120 kVA, 150 kVA, 200 kVA, 250 kVA, 300 kVA, 400 kVA, 500 kVA, 600 kVA, 800 kVA, 1000 kVA, 1250 kVA, 1500 kVA, 2000 kVA, 3000 kVA.
R312540240S | AVR-1002 | AVR-1002 Three Phase (100-3000KVA) | Servo AVR | Servo (electro-mechanical) | 1250 | Three phase | 400 V class | CNC Machines Injection Molding Machines Production Lines Imaging Equipment Laboratory Instruments Server Rooms & Data Centers Telecom Base Stations Elevators & Lifts HVAC Systems |  | i-power AVR-1002 — 1250 kVA Servo Automatic Voltage Regulator (Three phase, 400 V class) Model code: R312540240S Product series / family: AVR-1002 (Servo AVR) Rated capacity: 1250 kVA Regulator technology: Servo (electro-mechanical) Phase: Three phase Voltage class: 400 V class About this product: The i-power “Servo Voltage Stabilizers” provide protection against main power sags, surges and brownouts. It is ideal for environments that are subject to inconsistencies in the main supply. Each stabilizer has a wide input voltage tolerance and has been designed to provide the ultimate reliability in hostile environments where the quality of the main supply cannot be guaranteed. The electro-mechanical servo based voltage stabilizer series adopts the latest control technology and offers an unrivalled combination of features providing exceptional performance and protection with great versatility and extremely high reliability. This product is extremely suitable for equipment that require highly reliable and stable power supply. Key features: - Independent Phase Regulation: Individual phase regulation technology for better performance - Fully Rated Capacity: [description missing in source file] - Output Accuracy: Precise output voltage regulation - SMT Technology: Main control PCB based on SMT process - Display: Multi-info LCD display - Protections: Overload, under/over voltage, short circuit, bypass protection - Smart CPU Control Technology: Adapts smart CPU control technology to control all processes to increase system reliability - Tested and Verified: All devices are fully tested and verified for maximum performance Typical applications: CNC Machines Injection Molding Machines Production Lines Imaging Equipment Laboratory Instruments Server Rooms & Data Centers Telecom Base Stations Elevators & Lifts HVAC Systems Other capacities available in the AVR-1002 line: 10 kVA, 20 kVA, 30 kVA, 50 kVA, 80 kVA, 100 kVA, 120 kVA, 150 kVA, 200 kVA, 250 kVA, 300 kVA, 400 kVA, 500 kVA, 600 kVA, 800 kVA, 1000 kVA, 1250 kVA, 1500 kVA, 2000 kVA, 3000 kVA.
R315040240S | AVR-1002 | AVR-1002 Three Phase (100-3000KVA) | Servo AVR | Servo (electro-mechanical) | 1500 | Three phase | 400 V class | CNC Machines Injection Molding Machines Production Lines Imaging Equipment Laboratory Instruments Server Rooms & Data Centers Telecom Base Stations Elevators & Lifts HVAC Systems |  | i-power AVR-1002 — 1500 kVA Servo Automatic Voltage Regulator (Three phase, 400 V class) Model code: R315040240S Product series / family: AVR-1002 (Servo AVR) Rated capacity: 1500 kVA Regulator technology: Servo (electro-mechanical) Phase: Three phase Voltage class: 400 V class About this product: The i-power “Servo Voltage Stabilizers” provide protection against main power sags, surges and brownouts. It is ideal for environments that are subject to inconsistencies in the main supply. Each stabilizer has a wide input voltage tolerance and has been designed to provide the ultimate reliability in hostile environments where the quality of the main supply cannot be guaranteed. The electro-mechanical servo based voltage stabilizer series adopts the latest control technology and offers an unrivalled combination of features providing exceptional performance and protection with great versatility and extremely high reliability. This product is extremely suitable for equipment that require highly reliable and stable power supply. Key features: - Independent Phase Regulation: Individual phase regulation technology for better performance - Fully Rated Capacity: [description missing in source file] - Output Accuracy: Precise output voltage regulation - SMT Technology: Main control PCB based on SMT process - Display: Multi-info LCD display - Protections: Overload, under/over voltage, short circuit, bypass protection - Smart CPU Control Technology: Adapts smart CPU control technology to control all processes to increase system reliability - Tested and Verified: All devices are fully tested and verified for maximum performance Typical applications: CNC Machines Injection Molding Machines Production Lines Imaging Equipment Laboratory Instruments Server Rooms & Data Centers Telecom Base Stations Elevators & Lifts HVAC Systems Other capacities available in the AVR-1002 line: 10 kVA, 20 kVA, 30 kVA, 50 kVA, 80 kVA, 100 kVA, 120 kVA, 150 kVA, 200 kVA, 250 kVA, 300 kVA, 400 kVA, 500 kVA, 600 kVA, 800 kVA, 1000 kVA, 1250 kVA, 1500 kVA, 2000 kVA, 3000 kVA.
R320040240S | AVR-1002 | AVR-1002 Three Phase (100-3000KVA) | Servo AVR | Servo (electro-mechanical) | 2000 | Three phase | 400 V class | CNC Machines Injection Molding Machines Production Lines Imaging Equipment Laboratory Instruments Server Rooms & Data Centers Telecom Base Stations Elevators & Lifts HVAC Systems |  | i-power AVR-1002 — 2000 kVA Servo Automatic Voltage Regulator (Three phase, 400 V class) Model code: R320040240S Product series / family: AVR-1002 (Servo AVR) Rated capacity: 2000 kVA Regulator technology: Servo (electro-mechanical) Phase: Three phase Voltage class: 400 V class About this product: The i-power “Servo Voltage Stabilizers” provide protection against main power sags, surges and brownouts. It is ideal for environments that are subject to inconsistencies in the main supply. Each stabilizer has a wide input voltage tolerance and has been designed to provide the ultimate reliability in hostile environments where the quality of the main supply cannot be guaranteed. The electro-mechanical servo based voltage stabilizer series adopts the latest control technology and offers an unrivalled combination of features providing exceptional performance and protection with great versatility and extremely high reliability. This product is extremely suitable for equipment that require highly reliable and stable power supply. Key features: - Independent Phase Regulation: Individual phase regulation technology for better performance - Fully Rated Capacity: [description missing in source file] - Output Accuracy: Precise output voltage regulation - SMT Technology: Main control PCB based on SMT process - Display: Multi-info LCD display - Protections: Overload, under/over voltage, short circuit, bypass protection - Smart CPU Control Technology: Adapts smart CPU control technology to control all processes to increase system reliability - Tested and Verified: All devices are fully tested and verified for maximum performance Typical applications: CNC Machines Injection Molding Machines Production Lines Imaging Equipment Laboratory Instruments Server Rooms & Data Centers Telecom Base Stations Elevators & Lifts HVAC Systems Other capacities available in the AVR-1002 line: 10 kVA, 20 kVA, 30 kVA, 50 kVA, 80 kVA, 100 kVA, 120 kVA, 150 kVA, 200 kVA, 250 kVA, 300 kVA, 400 kVA, 500 kVA, 600 kVA, 800 kVA, 1000 kVA, 1250 kVA, 1500 kVA, 2000 kVA, 3000 kVA.
R330040240S | AVR-1002 | AVR-1002 Three Phase (100-3000KVA) | Servo AVR | Servo (electro-mechanical) | 3000 | Three phase | 400 V class | CNC Machines Injection Molding Machines Production Lines Imaging Equipment Laboratory Instruments Server Rooms & Data Centers Telecom Base Stations Elevators & Lifts HVAC Systems |  | i-power AVR-1002 — 3000 kVA Servo Automatic Voltage Regulator (Three phase, 400 V class) Model code: R330040240S Product series / family: AVR-1002 (Servo AVR) Rated capacity: 3000 kVA Regulator technology: Servo (electro-mechanical) Phase: Three phase Voltage class: 400 V class About this product: The i-power “Servo Voltage Stabilizers” provide protection against main power sags, surges and brownouts. It is ideal for environments that are subject to inconsistencies in the main supply. Each stabilizer has a wide input voltage tolerance and has been designed to provide the ultimate reliability in hostile environments where the quality of the main supply cannot be guaranteed. The electro-mechanical servo based voltage stabilizer series adopts the latest control technology and offers an unrivalled combination of features providing exceptional performance and protection with great versatility and extremely high reliability. This product is extremely suitable for equipment that require highly reliable and stable power supply. Key features: - Independent Phase Regulation: Individual phase regulation technology for better performance - Fully Rated Capacity: [description missing in source file] - Output Accuracy: Precise output voltage regulation - SMT Technology: Main control PCB based on SMT process - Display: Multi-info LCD display - Protections: Overload, under/over voltage, short circuit, bypass protection - Smart CPU Control Technology: Adapts smart CPU control technology to control all processes to increase system reliability - Tested and Verified: All devices are fully tested and verified for maximum performance Typical applications: CNC Machines Injection Molding Machines Production Lines Imaging Equipment Laboratory Instruments Server Rooms & Data Centers Telecom Base Stations Elevators & Lifts HVAC Systems Other capacities available in the AVR-1002 line: 10 kVA, 20 kVA, 30 kVA, 50 kVA, 80 kVA, 100 kVA, 120 kVA, 150 kVA, 200 kVA, 250 kVA, 300 kVA, 400 kVA, 500 kVA, 600 kVA, 800 kVA, 1000 kVA, 1250 kVA, 1500 kVA, 2000 kVA, 3000 kVA.
T100523223S | AVR-2001 | AVR-2001 Single Phase (5-30KVA) | Static AVR | Static (non-contact) | 5 | Single phase | 230 V class | Medical & Healthcare Data Centers & IT Networks Precision Laboratories Industrial Automation Commercial & Residential |  | i-power AVR-2001 — 5 kVA Static Automatic Voltage Regulator (Single phase, 230 V class) Model code: T100523223S Product series / family: AVR-2001 (Static AVR) Rated capacity: 5 kVA Regulator technology: Static (non-contact) Phase: Single phase Voltage class: 230 V class About this product: The i-power “Static Voltage Stabilizers” provide protection against main power sags, surges and brownouts. It is ideal for locations that are subject to inconsistencies in the main supply. Each stabilizer has a wide input voltage tolerance and has been designed to provide the ultimate reliability in hostile environments where the quality of the main supply cannot be guaranteed. The Non-contact voltage stabilizer series adopts the latest DSP operation control technology, fastest AC sampling, effective values calibrating, current zero-crossing switching and fast compensating voltage stabilizing technology to meet the new generation technology requirements. This product is extremely suitable for equipment that require highly reliable and stable power supply or environments where high amplitude of voltage fluctuation is common. Key features: - Non-Contact Based Technology: Non-contact based technology, free from abrasion and routine maintenance - Display: Multi-info LCD display - Output Accuracy: Precise output voltage regulation - Fast Response: Fast response time against input voltage fluctuations - Protections: Overload, under/over voltage, short circuit, bypass protection - Smart CPU Control Technology: Adapts smart CPU control technology to control all processes to increase system reliability - Tested and Verified: All devices are fully tested and verified for maximum performance Typical applications: Medical & Healthcare Data Centers & IT Networks Precision Laboratories Industrial Automation Commercial & Residential Other capacities available in the AVR-2001 line: 5 kVA, 10 kVA, 15 kVA, 20 kVA, 30 kVA.
T101023223S | AVR-2001 | AVR-2001 Single Phase (5-30KVA) | Static AVR | Static (non-contact) | 10 | Single phase | 230 V class | Medical & Healthcare Data Centers & IT Networks Precision Laboratories Industrial Automation Commercial & Residential |  | i-power AVR-2001 — 10 kVA Static Automatic Voltage Regulator (Single phase, 230 V class) Model code: T101023223S Product series / family: AVR-2001 (Static AVR) Rated capacity: 10 kVA Regulator technology: Static (non-contact) Phase: Single phase Voltage class: 230 V class About this product: The i-power “Static Voltage Stabilizers” provide protection against main power sags, surges and brownouts. It is ideal for locations that are subject to inconsistencies in the main supply. Each stabilizer has a wide input voltage tolerance and has been designed to provide the ultimate reliability in hostile environments where the quality of the main supply cannot be guaranteed. The Non-contact voltage stabilizer series adopts the latest DSP operation control technology, fastest AC sampling, effective values calibrating, current zero-crossing switching and fast compensating voltage stabilizing technology to meet the new generation technology requirements. This product is extremely suitable for equipment that require highly reliable and stable power supply or environments where high amplitude of voltage fluctuation is common. Key features: - Non-Contact Based Technology: Non-contact based technology, free from abrasion and routine maintenance - Display: Multi-info LCD display - Output Accuracy: Precise output voltage regulation - Fast Response: Fast response time against input voltage fluctuations - Protections: Overload, under/over voltage, short circuit, bypass protection - Smart CPU Control Technology: Adapts smart CPU control technology to control all processes to increase system reliability - Tested and Verified: All devices are fully tested and verified for maximum performance Typical applications: Medical & Healthcare Data Centers & IT Networks Precision Laboratories Industrial Automation Commercial & Residential Other capacities available in the AVR-2001 line: 5 kVA, 10 kVA, 15 kVA, 20 kVA, 30 kVA.
T101523223S | AVR-2001 | AVR-2001 Single Phase (5-30KVA) | Static AVR | Static (non-contact) | 15 | Single phase | 230 V class | Medical & Healthcare Data Centers & IT Networks Precision Laboratories Industrial Automation Commercial & Residential |  | i-power AVR-2001 — 15 kVA Static Automatic Voltage Regulator (Single phase, 230 V class) Model code: T101523223S Product series / family: AVR-2001 (Static AVR) Rated capacity: 15 kVA Regulator technology: Static (non-contact) Phase: Single phase Voltage class: 230 V class About this product: The i-power “Static Voltage Stabilizers” provide protection against main power sags, surges and brownouts. It is ideal for locations that are subject to inconsistencies in the main supply. Each stabilizer has a wide input voltage tolerance and has been designed to provide the ultimate reliability in hostile environments where the quality of the main supply cannot be guaranteed. The Non-contact voltage stabilizer series adopts the latest DSP operation control technology, fastest AC sampling, effective values calibrating, current zero-crossing switching and fast compensating voltage stabilizing technology to meet the new generation technology requirements. This product is extremely suitable for equipment that require highly reliable and stable power supply or environments where high amplitude of voltage fluctuation is common. Key features: - Non-Contact Based Technology: Non-contact based technology, free from abrasion and routine maintenance - Display: Multi-info LCD display - Output Accuracy: Precise output voltage regulation - Fast Response: Fast response time against input voltage fluctuations - Protections: Overload, under/over voltage, short circuit, bypass protection - Smart CPU Control Technology: Adapts smart CPU control technology to control all processes to increase system reliability - Tested and Verified: All devices are fully tested and verified for maximum performance Typical applications: Medical & Healthcare Data Centers & IT Networks Precision Laboratories Industrial Automation Commercial & Residential Other capacities available in the AVR-2001 line: 5 kVA, 10 kVA, 15 kVA, 20 kVA, 30 kVA.
T102023223S | AVR-2001 | AVR-2001 Single Phase (5-30KVA) | Static AVR | Static (non-contact) | 20 | Single phase | 230 V class | Medical & Healthcare Data Centers & IT Networks Precision Laboratories Industrial Automation Commercial & Residential |  | i-power AVR-2001 — 20 kVA Static Automatic Voltage Regulator (Single phase, 230 V class) Model code: T102023223S Product series / family: AVR-2001 (Static AVR) Rated capacity: 20 kVA Regulator technology: Static (non-contact) Phase: Single phase Voltage class: 230 V class About this product: The i-power “Static Voltage Stabilizers” provide protection against main power sags, surges and brownouts. It is ideal for locations that are subject to inconsistencies in the main supply. Each stabilizer has a wide input voltage tolerance and has been designed to provide the ultimate reliability in hostile environments where the quality of the main supply cannot be guaranteed. The Non-contact voltage stabilizer series adopts the latest DSP operation control technology, fastest AC sampling, effective values calibrating, current zero-crossing switching and fast compensating voltage stabilizing technology to meet the new generation technology requirements. This product is extremely suitable for equipment that require highly reliable and stable power supply or environments where high amplitude of voltage fluctuation is common. Key features: - Non-Contact Based Technology: Non-contact based technology, free from abrasion and routine maintenance - Display: Multi-info LCD display - Output Accuracy: Precise output voltage regulation - Fast Response: Fast response time against input voltage fluctuations - Protections: Overload, under/over voltage, short circuit, bypass protection - Smart CPU Control Technology: Adapts smart CPU control technology to control all processes to increase system reliability - Tested and Verified: All devices are fully tested and verified for maximum performance Typical applications: Medical & Healthcare Data Centers & IT Networks Precision Laboratories Industrial Automation Commercial & Residential Other capacities available in the AVR-2001 line: 5 kVA, 10 kVA, 15 kVA, 20 kVA, 30 kVA.
T103023223S | AVR-2001 | AVR-2001 Single Phase (5-30KVA) | Static AVR | Static (non-contact) | 30 | Single phase | 230 V class | Medical & Healthcare Data Centers & IT Networks Precision Laboratories Industrial Automation Commercial & Residential |  | i-power AVR-2001 — 30 kVA Static Automatic Voltage Regulator (Single phase, 230 V class) Model code: T103023223S Product series / family: AVR-2001 (Static AVR) Rated capacity: 30 kVA Regulator technology: Static (non-contact) Phase: Single phase Voltage class: 230 V class About this product: The i-power “Static Voltage Stabilizers” provide protection against main power sags, surges and brownouts. It is ideal for locations that are subject to inconsistencies in the main supply. Each stabilizer has a wide input voltage tolerance and has been designed to provide the ultimate reliability in hostile environments where the quality of the main supply cannot be guaranteed. The Non-contact voltage stabilizer series adopts the latest DSP operation control technology, fastest AC sampling, effective values calibrating, current zero-crossing switching and fast compensating voltage stabilizing technology to meet the new generation technology requirements. This product is extremely suitable for equipment that require highly reliable and stable power supply or environments where high amplitude of voltage fluctuation is common. Key features: - Non-Contact Based Technology: Non-contact based technology, free from abrasion and routine maintenance - Display: Multi-info LCD display - Output Accuracy: Precise output voltage regulation - Fast Response: Fast response time against input voltage fluctuations - Protections: Overload, under/over voltage, short circuit, bypass protection - Smart CPU Control Technology: Adapts smart CPU control technology to control all processes to increase system reliability - Tested and Verified: All devices are fully tested and verified for maximum performance Typical applications: Medical & Healthcare Data Centers & IT Networks Precision Laboratories Industrial Automation Commercial & Residential Other capacities available in the AVR-2001 line: 5 kVA, 10 kVA, 15 kVA, 20 kVA, 30 kVA.
T300140240S | AVR-2002 | AVR-2002 Three Phase (10-250KVA) | Static AVR | Static (non-contact) | 10 | Three phase | 400 V class | Data Centers and IT Facilities Medical and Diagnostic Equipment Industrial Automation and CNC Machinery Laboratories and Testing Facilities Industrial HVAC and Compressors |  | i-power AVR-2002 — 10 kVA Static Automatic Voltage Regulator (Three phase, 400 V class) Model code: T300140240S Product series / family: AVR-2002 (Static AVR) Rated capacity: 10 kVA Regulator technology: Static (non-contact) Phase: Three phase Voltage class: 400 V class About this product: The i-power “Static Voltage Stabilizers” provide protection against main power sags, surges and brownouts. It is ideal for locations that are subject to inconsistencies in the main supply. Each stabilizer has a wide input voltage tolerance and has been designed to provide the ultimate reliability in hostile environments where the quality of the main supply cannot be guaranteed. The Non-contact voltage stabilizer series adopts the latest DSP operation control technology, fastest AC sampling, effective values calibrating, current zero-crossing switching and fast compensating voltage stabilizing technology to meet the new generation technology requirements. This product is extremely suitable for equipment that require highly reliable and stable power supply or environments where high amplitude of voltage fluctuation is common. Key features: - Non-Contact Based Technology: Non-contact based technology, free from abrasion and routine maintenance - Display: Multi-info LCD display - Output Accuracy: Precise output voltage regulation - Fast Response: Fast response time against input voltage fluctuations - Protections: Overload, under/over voltage, short circuit, bypass protection - Smart CPU Control Technology: Adapts smart CPU control technology to control all processes to increase system reliability - Tested and Verified: All devices are fully tested and verified for maximum performance Typical applications: Data Centers and IT Facilities Medical and Diagnostic Equipment Industrial Automation and CNC Machinery Laboratories and Testing Facilities Industrial HVAC and Compressors Other capacities available in the AVR-2002 line: 10 kVA, 20 kVA, 30 kVA, 50 kVA, 80 kVA, 100 kVA, 120 kVA, 150 kVA, 200 kVA, 250 kVA, 300 kVA, 400 kVA, 500 kVA, 600 kVA, 800 kVA, 1000 kVA, 1250 kVA, 1500 kVA, 2000 kVA, 3000 kVA.
T300240240S | AVR-2002 | AVR-2002 Three Phase (10-250KVA) | Static AVR | Static (non-contact) | 20 | Three phase | 400 V class | Data Centers and IT Facilities Medical and Diagnostic Equipment Industrial Automation and CNC Machinery Laboratories and Testing Facilities Industrial HVAC and Compressors |  | i-power AVR-2002 — 20 kVA Static Automatic Voltage Regulator (Three phase, 400 V class) Model code: T300240240S Product series / family: AVR-2002 (Static AVR) Rated capacity: 20 kVA Regulator technology: Static (non-contact) Phase: Three phase Voltage class: 400 V class About this product: The i-power “Static Voltage Stabilizers” provide protection against main power sags, surges and brownouts. It is ideal for locations that are subject to inconsistencies in the main supply. Each stabilizer has a wide input voltage tolerance and has been designed to provide the ultimate reliability in hostile environments where the quality of the main supply cannot be guaranteed. The Non-contact voltage stabilizer series adopts the latest DSP operation control technology, fastest AC sampling, effective values calibrating, current zero-crossing switching and fast compensating voltage stabilizing technology to meet the new generation technology requirements. This product is extremely suitable for equipment that require highly reliable and stable power supply or environments where high amplitude of voltage fluctuation is common. Key features: - Non-Contact Based Technology: Non-contact based technology, free from abrasion and routine maintenance - Display: Multi-info LCD display - Output Accuracy: Precise output voltage regulation - Fast Response: Fast response time against input voltage fluctuations - Protections: Overload, under/over voltage, short circuit, bypass protection - Smart CPU Control Technology: Adapts smart CPU control technology to control all processes to increase system reliability - Tested and Verified: All devices are fully tested and verified for maximum performance Typical applications: Data Centers and IT Facilities Medical and Diagnostic Equipment Industrial Automation and CNC Machinery Laboratories and Testing Facilities Industrial HVAC and Compressors Other capacities available in the AVR-2002 line: 10 kVA, 20 kVA, 30 kVA, 50 kVA, 80 kVA, 100 kVA, 120 kVA, 150 kVA, 200 kVA, 250 kVA, 300 kVA, 400 kVA, 500 kVA, 600 kVA, 800 kVA, 1000 kVA, 1250 kVA, 1500 kVA, 2000 kVA, 3000 kVA.
T300340240S | AVR-2002 | AVR-2002 Three Phase (10-250KVA) | Static AVR | Static (non-contact) | 30 | Three phase | 400 V class | Data Centers and IT Facilities Medical and Diagnostic Equipment Industrial Automation and CNC Machinery Laboratories and Testing Facilities Industrial HVAC and Compressors |  | i-power AVR-2002 — 30 kVA Static Automatic Voltage Regulator (Three phase, 400 V class) Model code: T300340240S Product series / family: AVR-2002 (Static AVR) Rated capacity: 30 kVA Regulator technology: Static (non-contact) Phase: Three phase Voltage class: 400 V class About this product: The i-power “Static Voltage Stabilizers” provide protection against main power sags, surges and brownouts. It is ideal for locations that are subject to inconsistencies in the main supply. Each stabilizer has a wide input voltage tolerance and has been designed to provide the ultimate reliability in hostile environments where the quality of the main supply cannot be guaranteed. The Non-contact voltage stabilizer series adopts the latest DSP operation control technology, fastest AC sampling, effective values calibrating, current zero-crossing switching and fast compensating voltage stabilizing technology to meet the new generation technology requirements. This product is extremely suitable for equipment that require highly reliable and stable power supply or environments where high amplitude of voltage fluctuation is common. Key features: - Non-Contact Based Technology: Non-contact based technology, free from abrasion and routine maintenance - Display: Multi-info LCD display - Output Accuracy: Precise output voltage regulation - Fast Response: Fast response time against input voltage fluctuations - Protections: Overload, under/over voltage, short circuit, bypass protection - Smart CPU Control Technology: Adapts smart CPU control technology to control all processes to increase system reliability - Tested and Verified: All devices are fully tested and verified for maximum performance Typical applications: Data Centers and IT Facilities Medical and Diagnostic Equipment Industrial Automation and CNC Machinery Laboratories and Testing Facilities Industrial HVAC and Compressors Other capacities available in the AVR-2002 line: 10 kVA, 20 kVA, 30 kVA, 50 kVA, 80 kVA, 100 kVA, 120 kVA, 150 kVA, 200 kVA, 250 kVA, 300 kVA, 400 kVA, 500 kVA, 600 kVA, 800 kVA, 1000 kVA, 1250 kVA, 1500 kVA, 2000 kVA, 3000 kVA.
T300540240S | AVR-2002 | AVR-2002 Three Phase (10-250KVA) | Static AVR | Static (non-contact) | 50 | Three phase | 400 V class | Data Centers and IT Facilities Medical and Diagnostic Equipment Industrial Automation and CNC Machinery Laboratories and Testing Facilities Industrial HVAC and Compressors |  | i-power AVR-2002 — 50 kVA Static Automatic Voltage Regulator (Three phase, 400 V class) Model code: T300540240S Product series / family: AVR-2002 (Static AVR) Rated capacity: 50 kVA Regulator technology: Static (non-contact) Phase: Three phase Voltage class: 400 V class About this product: The i-power “Static Voltage Stabilizers” provide protection against main power sags, surges and brownouts. It is ideal for locations that are subject to inconsistencies in the main supply. Each stabilizer has a wide input voltage tolerance and has been designed to provide the ultimate reliability in hostile environments where the quality of the main supply cannot be guaranteed. The Non-contact voltage stabilizer series adopts the latest DSP operation control technology, fastest AC sampling, effective values calibrating, current zero-crossing switching and fast compensating voltage stabilizing technology to meet the new generation technology requirements. This product is extremely suitable for equipment that require highly reliable and stable power supply or environments where high amplitude of voltage fluctuation is common. Key features: - Non-Contact Based Technology: Non-contact based technology, free from abrasion and routine maintenance - Display: Multi-info LCD display - Output Accuracy: Precise output voltage regulation - Fast Response: Fast response time against input voltage fluctuations - Protections: Overload, under/over voltage, short circuit, bypass protection - Smart CPU Control Technology: Adapts smart CPU control technology to control all processes to increase system reliability - Tested and Verified: All devices are fully tested and verified for maximum performance Typical applications: Data Centers and IT Facilities Medical and Diagnostic Equipment Industrial Automation and CNC Machinery Laboratories and Testing Facilities Industrial HVAC and Compressors Other capacities available in the AVR-2002 line: 10 kVA, 20 kVA, 30 kVA, 50 kVA, 80 kVA, 100 kVA, 120 kVA, 150 kVA, 200 kVA, 250 kVA, 300 kVA, 400 kVA, 500 kVA, 600 kVA, 800 kVA, 1000 kVA, 1250 kVA, 1500 kVA, 2000 kVA, 3000 kVA.
T300840240S | AVR-2002 | AVR-2002 Three Phase (10-250KVA) | Static AVR | Static (non-contact) | 80 | Three phase | 400 V class | Data Centers and IT Facilities Medical and Diagnostic Equipment Industrial Automation and CNC Machinery Laboratories and Testing Facilities Industrial HVAC and Compressors |  | i-power AVR-2002 — 80 kVA Static Automatic Voltage Regulator (Three phase, 400 V class) Model code: T300840240S Product series / family: AVR-2002 (Static AVR) Rated capacity: 80 kVA Regulator technology: Static (non-contact) Phase: Three phase Voltage class: 400 V class About this product: The i-power “Static Voltage Stabilizers” provide protection against main power sags, surges and brownouts. It is ideal for locations that are subject to inconsistencies in the main supply. Each stabilizer has a wide input voltage tolerance and has been designed to provide the ultimate reliability in hostile environments where the quality of the main supply cannot be guaranteed. The Non-contact voltage stabilizer series adopts the latest DSP operation control technology, fastest AC sampling, effective values calibrating, current zero-crossing switching and fast compensating voltage stabilizing technology to meet the new generation technology requirements. This product is extremely suitable for equipment that require highly reliable and stable power supply or environments where high amplitude of voltage fluctuation is common. Key features: - Non-Contact Based Technology: Non-contact based technology, free from abrasion and routine maintenance - Display: Multi-info LCD display - Output Accuracy: Precise output voltage regulation - Fast Response: Fast response time against input voltage fluctuations - Protections: Overload, under/over voltage, short circuit, bypass protection - Smart CPU Control Technology: Adapts smart CPU control technology to control all processes to increase system reliability - Tested and Verified: All devices are fully tested and verified for maximum performance Typical applications: Data Centers and IT Facilities Medical and Diagnostic Equipment Industrial Automation and CNC Machinery Laboratories and Testing Facilities Industrial HVAC and Compressors Other capacities available in the AVR-2002 line: 10 kVA, 20 kVA, 30 kVA, 50 kVA, 80 kVA, 100 kVA, 120 kVA, 150 kVA, 200 kVA, 250 kVA, 300 kVA, 400 kVA, 500 kVA, 600 kVA, 800 kVA, 1000 kVA, 1250 kVA, 1500 kVA, 2000 kVA, 3000 kVA.
T301040240S | AVR-2002 | AVR-2002 Three Phase (10-250KVA) | Static AVR | Static (non-contact) | 100 | Three phase | 400 V class | Data Centers and IT Facilities Medical and Diagnostic Equipment Industrial Automation and CNC Machinery Laboratories and Testing Facilities Industrial HVAC and Compressors |  | i-power AVR-2002 — 100 kVA Static Automatic Voltage Regulator (Three phase, 400 V class) Model code: T301040240S Product series / family: AVR-2002 (Static AVR) Rated capacity: 100 kVA Regulator technology: Static (non-contact) Phase: Three phase Voltage class: 400 V class About this product: The i-power “Static Voltage Stabilizers” provide protection against main power sags, surges and brownouts. It is ideal for locations that are subject to inconsistencies in the main supply. Each stabilizer has a wide input voltage tolerance and has been designed to provide the ultimate reliability in hostile environments where the quality of the main supply cannot be guaranteed. The Non-contact voltage stabilizer series adopts the latest DSP operation control technology, fastest AC sampling, effective values calibrating, current zero-crossing switching and fast compensating voltage stabilizing technology to meet the new generation technology requirements. This product is extremely suitable for equipment that require highly reliable and stable power supply or environments where high amplitude of voltage fluctuation is common. Key features: - Non-Contact Based Technology: Non-contact based technology, free from abrasion and routine maintenance - Display: Multi-info LCD display - Output Accuracy: Precise output voltage regulation - Fast Response: Fast response time against input voltage fluctuations - Protections: Overload, under/over voltage, short circuit, bypass protection - Smart CPU Control Technology: Adapts smart CPU control technology to control all processes to increase system reliability - Tested and Verified: All devices are fully tested and verified for maximum performance Typical applications: Data Centers and IT Facilities Medical and Diagnostic Equipment Industrial Automation and CNC Machinery Laboratories and Testing Facilities Industrial HVAC and Compressors Other capacities available in the AVR-2002 line: 10 kVA, 20 kVA, 30 kVA, 50 kVA, 80 kVA, 100 kVA, 120 kVA, 150 kVA, 200 kVA, 250 kVA, 300 kVA, 400 kVA, 500 kVA, 600 kVA, 800 kVA, 1000 kVA, 1250 kVA, 1500 kVA, 2000 kVA, 3000 kVA.
T301240240S | AVR-2002 | AVR-2002 Three Phase (10-250KVA) | Static AVR | Static (non-contact) | 120 | Three phase | 400 V class | Data Centers and IT Facilities Medical and Diagnostic Equipment Industrial Automation and CNC Machinery Laboratories and Testing Facilities Industrial HVAC and Compressors |  | i-power AVR-2002 — 120 kVA Static Automatic Voltage Regulator (Three phase, 400 V class) Model code: T301240240S Product series / family: AVR-2002 (Static AVR) Rated capacity: 120 kVA Regulator technology: Static (non-contact) Phase: Three phase Voltage class: 400 V class About this product: The i-power “Static Voltage Stabilizers” provide protection against main power sags, surges and brownouts. It is ideal for locations that are subject to inconsistencies in the main supply. Each stabilizer has a wide input voltage tolerance and has been designed to provide the ultimate reliability in hostile environments where the quality of the main supply cannot be guaranteed. The Non-contact voltage stabilizer series adopts the latest DSP operation control technology, fastest AC sampling, effective values calibrating, current zero-crossing switching and fast compensating voltage stabilizing technology to meet the new generation technology requirements. This product is extremely suitable for equipment that require highly reliable and stable power supply or environments where high amplitude of voltage fluctuation is common. Key features: - Non-Contact Based Technology: Non-contact based technology, free from abrasion and routine maintenance - Display: Multi-info LCD display - Output Accuracy: Precise output voltage regulation - Fast Response: Fast response time against input voltage fluctuations - Protections: Overload, under/over voltage, short circuit, bypass protection - Smart CPU Control Technology: Adapts smart CPU control technology to control all processes to increase system reliability - Tested and Verified: All devices are fully tested and verified for maximum performance Typical applications: Data Centers and IT Facilities Medical and Diagnostic Equipment Industrial Automation and CNC Machinery Laboratories and Testing Facilities Industrial HVAC and Compressors Other capacities available in the AVR-2002 line: 10 kVA, 20 kVA, 30 kVA, 50 kVA, 80 kVA, 100 kVA, 120 kVA, 150 kVA, 200 kVA, 250 kVA, 300 kVA, 400 kVA, 500 kVA, 600 kVA, 800 kVA, 1000 kVA, 1250 kVA, 1500 kVA, 2000 kVA, 3000 kVA.
T301540240S | AVR-2002 | AVR-2002 Three Phase (10-250KVA) | Static AVR | Static (non-contact) | 150 | Three phase | 400 V class | Data Centers and IT Facilities Medical and Diagnostic Equipment Industrial Automation and CNC Machinery Laboratories and Testing Facilities Industrial HVAC and Compressors |  | i-power AVR-2002 — 150 kVA Static Automatic Voltage Regulator (Three phase, 400 V class) Model code: T301540240S Product series / family: AVR-2002 (Static AVR) Rated capacity: 150 kVA Regulator technology: Static (non-contact) Phase: Three phase Voltage class: 400 V class About this product: The i-power “Static Voltage Stabilizers” provide protection against main power sags, surges and brownouts. It is ideal for locations that are subject to inconsistencies in the main supply. Each stabilizer has a wide input voltage tolerance and has been designed to provide the ultimate reliability in hostile environments where the quality of the main supply cannot be guaranteed. The Non-contact voltage stabilizer series adopts the latest DSP operation control technology, fastest AC sampling, effective values calibrating, current zero-crossing switching and fast compensating voltage stabilizing technology to meet the new generation technology requirements. This product is extremely suitable for equipment that require highly reliable and stable power supply or environments where high amplitude of voltage fluctuation is common. Key features: - Non-Contact Based Technology: Non-contact based technology, free from abrasion and routine maintenance - Display: Multi-info LCD display - Output Accuracy: Precise output voltage regulation - Fast Response: Fast response time against input voltage fluctuations - Protections: Overload, under/over voltage, short circuit, bypass protection - Smart CPU Control Technology: Adapts smart CPU control technology to control all processes to increase system reliability - Tested and Verified: All devices are fully tested and verified for maximum performance Typical applications: Data Centers and IT Facilities Medical and Diagnostic Equipment Industrial Automation and CNC Machinery Laboratories and Testing Facilities Industrial HVAC and Compressors Other capacities available in the AVR-2002 line: 10 kVA, 20 kVA, 30 kVA, 50 kVA, 80 kVA, 100 kVA, 120 kVA, 150 kVA, 200 kVA, 250 kVA, 300 kVA, 400 kVA, 500 kVA, 600 kVA, 800 kVA, 1000 kVA, 1250 kVA, 1500 kVA, 2000 kVA, 3000 kVA.
T302040240S | AVR-2002 | AVR-2002 Three Phase (10-250KVA) | Static AVR | Static (non-contact) | 200 | Three phase | 400 V class | Data Centers and IT Facilities Medical and Diagnostic Equipment Industrial Automation and CNC Machinery Laboratories and Testing Facilities Industrial HVAC and Compressors |  | i-power AVR-2002 — 200 kVA Static Automatic Voltage Regulator (Three phase, 400 V class) Model code: T302040240S Product series / family: AVR-2002 (Static AVR) Rated capacity: 200 kVA Regulator technology: Static (non-contact) Phase: Three phase Voltage class: 400 V class About this product: The i-power “Static Voltage Stabilizers” provide protection against main power sags, surges and brownouts. It is ideal for locations that are subject to inconsistencies in the main supply. Each stabilizer has a wide input voltage tolerance and has been designed to provide the ultimate reliability in hostile environments where the quality of the main supply cannot be guaranteed. The Non-contact voltage stabilizer series adopts the latest DSP operation control technology, fastest AC sampling, effective values calibrating, current zero-crossing switching and fast compensating voltage stabilizing technology to meet the new generation technology requirements. This product is extremely suitable for equipment that require highly reliable and stable power supply or environments where high amplitude of voltage fluctuation is common. Key features: - Non-Contact Based Technology: Non-contact based technology, free from abrasion and routine maintenance - Display: Multi-info LCD display - Output Accuracy: Precise output voltage regulation - Fast Response: Fast response time against input voltage fluctuations - Protections: Overload, under/over voltage, short circuit, bypass protection - Smart CPU Control Technology: Adapts smart CPU control technology to control all processes to increase system reliability - Tested and Verified: All devices are fully tested and verified for maximum performance Typical applications: Data Centers and IT Facilities Medical and Diagnostic Equipment Industrial Automation and CNC Machinery Laboratories and Testing Facilities Industrial HVAC and Compressors Other capacities available in the AVR-2002 line: 10 kVA, 20 kVA, 30 kVA, 50 kVA, 80 kVA, 100 kVA, 120 kVA, 150 kVA, 200 kVA, 250 kVA, 300 kVA, 400 kVA, 500 kVA, 600 kVA, 800 kVA, 1000 kVA, 1250 kVA, 1500 kVA, 2000 kVA, 3000 kVA.
T302540240S | AVR-2002 | AVR-2002 Three Phase (10-250KVA) | Static AVR | Static (non-contact) | 250 | Three phase | 400 V class | Data Centers and IT Facilities Medical and Diagnostic Equipment Industrial Automation and CNC Machinery Laboratories and Testing Facilities Industrial HVAC and Compressors |  | i-power AVR-2002 — 250 kVA Static Automatic Voltage Regulator (Three phase, 400 V class) Model code: T302540240S Product series / family: AVR-2002 (Static AVR) Rated capacity: 250 kVA Regulator technology: Static (non-contact) Phase: Three phase Voltage class: 400 V class About this product: The i-power “Static Voltage Stabilizers” provide protection against main power sags, surges and brownouts. It is ideal for locations that are subject to inconsistencies in the main supply. Each stabilizer has a wide input voltage tolerance and has been designed to provide the ultimate reliability in hostile environments where the quality of the main supply cannot be guaranteed. The Non-contact voltage stabilizer series adopts the latest DSP operation control technology, fastest AC sampling, effective values calibrating, current zero-crossing switching and fast compensating voltage stabilizing technology to meet the new generation technology requirements. This product is extremely suitable for equipment that require highly reliable and stable power supply or environments where high amplitude of voltage fluctuation is common. Key features: - Non-Contact Based Technology: Non-contact based technology, free from abrasion and routine maintenance - Display: Multi-info LCD display - Output Accuracy: Precise output voltage regulation - Fast Response: Fast response time against input voltage fluctuations - Protections: Overload, under/over voltage, short circuit, bypass protection - Smart CPU Control Technology: Adapts smart CPU control technology to control all processes to increase system reliability - Tested and Verified: All devices are fully tested and verified for maximum performance Typical applications: Data Centers and IT Facilities Medical and Diagnostic Equipment Industrial Automation and CNC Machinery Laboratories and Testing Facilities Industrial HVAC and Compressors Other capacities available in the AVR-2002 line: 10 kVA, 20 kVA, 30 kVA, 50 kVA, 80 kVA, 100 kVA, 120 kVA, 150 kVA, 200 kVA, 250 kVA, 300 kVA, 400 kVA, 500 kVA, 600 kVA, 800 kVA, 1000 kVA, 1250 kVA, 1500 kVA, 2000 kVA, 3000 kVA.
T303040240S | AVR-2002 | AVR-2002 Three Phase (300-3000KVA) | Static AVR | Static (non-contact) | 300 | Three phase | 400 V class | Data Centers and IT Facilities Medical and Diagnostic Equipment Industrial Automation and CNC Machinery Laboratories and Testing Facilities Industrial HVAC and Compressors |  | i-power AVR-2002 — 300 kVA Static Automatic Voltage Regulator (Three phase, 400 V class) Model code: T303040240S Product series / family: AVR-2002 (Static AVR) Rated capacity: 300 kVA Regulator technology: Static (non-contact) Phase: Three phase Voltage class: 400 V class About this product: The i-power “Static Voltage Stabilizers” provide protection against main power sags, surges and brownouts. It is ideal for locations that are subject to inconsistencies in the main supply. Each stabilizer has a wide input voltage tolerance and has been designed to provide the ultimate reliability in hostile environments where the quality of the main supply cannot be guaranteed. The Non-contact voltage stabilizer series adopts the latest DSP operation control technology, fastest AC sampling, effective values calibrating, current zero-crossing switching and fast compensating voltage stabilizing technology to meet the new generation technology requirements. This product is extremely suitable for equipment that require highly reliable and stable power supply or environments where high amplitude of voltage fluctuation is common. Key features: - Non-Contact Based Technology: Non-contact based technology, free from abrasion and routine maintenance - Display: Multi-info LCD display - Output Accuracy: Precise output voltage regulation - Fast Response: Fast response time against input voltage fluctuations - Protections: Overload, under/over voltage, short circuit, bypass protection - Smart CPU Control Technology: Adapts smart CPU control technology to control all processes to increase system reliability - Tested and Verified: All devices are fully tested and verified for maximum performance Typical applications: Data Centers and IT Facilities Medical and Diagnostic Equipment Industrial Automation and CNC Machinery Laboratories and Testing Facilities Industrial HVAC and Compressors Other capacities available in the AVR-2002 line: 10 kVA, 20 kVA, 30 kVA, 50 kVA, 80 kVA, 100 kVA, 120 kVA, 150 kVA, 200 kVA, 250 kVA, 300 kVA, 400 kVA, 500 kVA, 600 kVA, 800 kVA, 1000 kVA, 1250 kVA, 1500 kVA, 2000 kVA, 3000 kVA.
T304040240S | AVR-2002 | AVR-2002 Three Phase (300-3000KVA) | Static AVR | Static (non-contact) | 400 | Three phase | 400 V class | Data Centers and IT Facilities Medical and Diagnostic Equipment Industrial Automation and CNC Machinery Laboratories and Testing Facilities Industrial HVAC and Compressors |  | i-power AVR-2002 — 400 kVA Static Automatic Voltage Regulator (Three phase, 400 V class) Model code: T304040240S Product series / family: AVR-2002 (Static AVR) Rated capacity: 400 kVA Regulator technology: Static (non-contact) Phase: Three phase Voltage class: 400 V class About this product: The i-power “Static Voltage Stabilizers” provide protection against main power sags, surges and brownouts. It is ideal for locations that are subject to inconsistencies in the main supply. Each stabilizer has a wide input voltage tolerance and has been designed to provide the ultimate reliability in hostile environments where the quality of the main supply cannot be guaranteed. The Non-contact voltage stabilizer series adopts the latest DSP operation control technology, fastest AC sampling, effective values calibrating, current zero-crossing switching and fast compensating voltage stabilizing technology to meet the new generation technology requirements. This product is extremely suitable for equipment that require highly reliable and stable power supply or environments where high amplitude of voltage fluctuation is common. Key features: - Non-Contact Based Technology: Non-contact based technology, free from abrasion and routine maintenance - Display: Multi-info LCD display - Output Accuracy: Precise output voltage regulation - Fast Response: Fast response time against input voltage fluctuations - Protections: Overload, under/over voltage, short circuit, bypass protection - Smart CPU Control Technology: Adapts smart CPU control technology to control all processes to increase system reliability - Tested and Verified: All devices are fully tested and verified for maximum performance Typical applications: Data Centers and IT Facilities Medical and Diagnostic Equipment Industrial Automation and CNC Machinery Laboratories and Testing Facilities Industrial HVAC and Compressors Other capacities available in the AVR-2002 line: 10 kVA, 20 kVA, 30 kVA, 50 kVA, 80 kVA, 100 kVA, 120 kVA, 150 kVA, 200 kVA, 250 kVA, 300 kVA, 400 kVA, 500 kVA, 600 kVA, 800 kVA, 1000 kVA, 1250 kVA, 1500 kVA, 2000 kVA, 3000 kVA.
T305040240S | AVR-2002 | AVR-2002 Three Phase (300-3000KVA) | Static AVR | Static (non-contact) | 500 | Three phase | 400 V class | Data Centers and IT Facilities Medical and Diagnostic Equipment Industrial Automation and CNC Machinery Laboratories and Testing Facilities Industrial HVAC and Compressors |  | i-power AVR-2002 — 500 kVA Static Automatic Voltage Regulator (Three phase, 400 V class) Model code: T305040240S Product series / family: AVR-2002 (Static AVR) Rated capacity: 500 kVA Regulator technology: Static (non-contact) Phase: Three phase Voltage class: 400 V class About this product: The i-power “Static Voltage Stabilizers” provide protection against main power sags, surges and brownouts. It is ideal for locations that are subject to inconsistencies in the main supply. Each stabilizer has a wide input voltage tolerance and has been designed to provide the ultimate reliability in hostile environments where the quality of the main supply cannot be guaranteed. The Non-contact voltage stabilizer series adopts the latest DSP operation control technology, fastest AC sampling, effective values calibrating, current zero-crossing switching and fast compensating voltage stabilizing technology to meet the new generation technology requirements. This product is extremely suitable for equipment that require highly reliable and stable power supply or environments where high amplitude of voltage fluctuation is common. Key features: - Non-Contact Based Technology: Non-contact based technology, free from abrasion and routine maintenance - Display: Multi-info LCD display - Output Accuracy: Precise output voltage regulation - Fast Response: Fast response time against input voltage fluctuations - Protections: Overload, under/over voltage, short circuit, bypass protection - Smart CPU Control Technology: Adapts smart CPU control technology to control all processes to increase system reliability - Tested and Verified: All devices are fully tested and verified for maximum performance Typical applications: Data Centers and IT Facilities Medical and Diagnostic Equipment Industrial Automation and CNC Machinery Laboratories and Testing Facilities Industrial HVAC and Compressors Other capacities available in the AVR-2002 line: 10 kVA, 20 kVA, 30 kVA, 50 kVA, 80 kVA, 100 kVA, 120 kVA, 150 kVA, 200 kVA, 250 kVA, 300 kVA, 400 kVA, 500 kVA, 600 kVA, 800 kVA, 1000 kVA, 1250 kVA, 1500 kVA, 2000 kVA, 3000 kVA.
T306040240S | AVR-2002 | AVR-2002 Three Phase (300-3000KVA) | Static AVR | Static (non-contact) | 600 | Three phase | 400 V class | Data Centers and IT Facilities Medical and Diagnostic Equipment Industrial Automation and CNC Machinery Laboratories and Testing Facilities Industrial HVAC and Compressors |  | i-power AVR-2002 — 600 kVA Static Automatic Voltage Regulator (Three phase, 400 V class) Model code: T306040240S Product series / family: AVR-2002 (Static AVR) Rated capacity: 600 kVA Regulator technology: Static (non-contact) Phase: Three phase Voltage class: 400 V class About this product: The i-power “Static Voltage Stabilizers” provide protection against main power sags, surges and brownouts. It is ideal for locations that are subject to inconsistencies in the main supply. Each stabilizer has a wide input voltage tolerance and has been designed to provide the ultimate reliability in hostile environments where the quality of the main supply cannot be guaranteed. The Non-contact voltage stabilizer series adopts the latest DSP operation control technology, fastest AC sampling, effective values calibrating, current zero-crossing switching and fast compensating voltage stabilizing technology to meet the new generation technology requirements. This product is extremely suitable for equipment that require highly reliable and stable power supply or environments where high amplitude of voltage fluctuation is common. Key features: - Non-Contact Based Technology: Non-contact based technology, free from abrasion and routine maintenance - Display: Multi-info LCD display - Output Accuracy: Precise output voltage regulation - Fast Response: Fast response time against input voltage fluctuations - Protections: Overload, under/over voltage, short circuit, bypass protection - Smart CPU Control Technology: Adapts smart CPU control technology to control all processes to increase system reliability - Tested and Verified: All devices are fully tested and verified for maximum performance Typical applications: Data Centers and IT Facilities Medical and Diagnostic Equipment Industrial Automation and CNC Machinery Laboratories and Testing Facilities Industrial HVAC and Compressors Other capacities available in the AVR-2002 line: 10 kVA, 20 kVA, 30 kVA, 50 kVA, 80 kVA, 100 kVA, 120 kVA, 150 kVA, 200 kVA, 250 kVA, 300 kVA, 400 kVA, 500 kVA, 600 kVA, 800 kVA, 1000 kVA, 1250 kVA, 1500 kVA, 2000 kVA, 3000 kVA.
T308040240S | AVR-2002 | AVR-2002 Three Phase (300-3000KVA) | Static AVR | Static (non-contact) | 800 | Three phase | 400 V class | Data Centers and IT Facilities Medical and Diagnostic Equipment Industrial Automation and CNC Machinery Laboratories and Testing Facilities Industrial HVAC and Compressors |  | i-power AVR-2002 — 800 kVA Static Automatic Voltage Regulator (Three phase, 400 V class) Model code: T308040240S Product series / family: AVR-2002 (Static AVR) Rated capacity: 800 kVA Regulator technology: Static (non-contact) Phase: Three phase Voltage class: 400 V class About this product: The i-power “Static Voltage Stabilizers” provide protection against main power sags, surges and brownouts. It is ideal for locations that are subject to inconsistencies in the main supply. Each stabilizer has a wide input voltage tolerance and has been designed to provide the ultimate reliability in hostile environments where the quality of the main supply cannot be guaranteed. The Non-contact voltage stabilizer series adopts the latest DSP operation control technology, fastest AC sampling, effective values calibrating, current zero-crossing switching and fast compensating voltage stabilizing technology to meet the new generation technology requirements. This product is extremely suitable for equipment that require highly reliable and stable power supply or environments where high amplitude of voltage fluctuation is common. Key features: - Non-Contact Based Technology: Non-contact based technology, free from abrasion and routine maintenance - Display: Multi-info LCD display - Output Accuracy: Precise output voltage regulation - Fast Response: Fast response time against input voltage fluctuations - Protections: Overload, under/over voltage, short circuit, bypass protection - Smart CPU Control Technology: Adapts smart CPU control technology to control all processes to increase system reliability - Tested and Verified: All devices are fully tested and verified for maximum performance Typical applications: Data Centers and IT Facilities Medical and Diagnostic Equipment Industrial Automation and CNC Machinery Laboratories and Testing Facilities Industrial HVAC and Compressors Other capacities available in the AVR-2002 line: 10 kVA, 20 kVA, 30 kVA, 50 kVA, 80 kVA, 100 kVA, 120 kVA, 150 kVA, 200 kVA, 250 kVA, 300 kVA, 400 kVA, 500 kVA, 600 kVA, 800 kVA, 1000 kVA, 1250 kVA, 1500 kVA, 2000 kVA, 3000 kVA.
T310040240S | AVR-2002 | AVR-2002 Three Phase (300-3000KVA) | Static AVR | Static (non-contact) | 1000 | Three phase | 400 V class | Data Centers and IT Facilities Medical and Diagnostic Equipment Industrial Automation and CNC Machinery Laboratories and Testing Facilities Industrial HVAC and Compressors |  | i-power AVR-2002 — 1000 kVA Static Automatic Voltage Regulator (Three phase, 400 V class) Model code: T310040240S Product series / family: AVR-2002 (Static AVR) Rated capacity: 1000 kVA Regulator technology: Static (non-contact) Phase: Three phase Voltage class: 400 V class About this product: The i-power “Static Voltage Stabilizers” provide protection against main power sags, surges and brownouts. It is ideal for locations that are subject to inconsistencies in the main supply. Each stabilizer has a wide input voltage tolerance and has been designed to provide the ultimate reliability in hostile environments where the quality of the main supply cannot be guaranteed. The Non-contact voltage stabilizer series adopts the latest DSP operation control technology, fastest AC sampling, effective values calibrating, current zero-crossing switching and fast compensating voltage stabilizing technology to meet the new generation technology requirements. This product is extremely suitable for equipment that require highly reliable and stable power supply or environments where high amplitude of voltage fluctuation is common. Key features: - Non-Contact Based Technology: Non-contact based technology, free from abrasion and routine maintenance - Display: Multi-info LCD display - Output Accuracy: Precise output voltage regulation - Fast Response: Fast response time against input voltage fluctuations - Protections: Overload, under/over voltage, short circuit, bypass protection - Smart CPU Control Technology: Adapts smart CPU control technology to control all processes to increase system reliability - Tested and Verified: All devices are fully tested and verified for maximum performance Typical applications: Data Centers and IT Facilities Medical and Diagnostic Equipment Industrial Automation and CNC Machinery Laboratories and Testing Facilities Industrial HVAC and Compressors Other capacities available in the AVR-2002 line: 10 kVA, 20 kVA, 30 kVA, 50 kVA, 80 kVA, 100 kVA, 120 kVA, 150 kVA, 200 kVA, 250 kVA, 300 kVA, 400 kVA, 500 kVA, 600 kVA, 800 kVA, 1000 kVA, 1250 kVA, 1500 kVA, 2000 kVA, 3000 kVA.
T312540240S | AVR-2002 | AVR-2002 Three Phase (300-3000KVA) | Static AVR | Static (non-contact) | 1250 | Three phase | 400 V class | Data Centers and IT Facilities Medical and Diagnostic Equipment Industrial Automation and CNC Machinery Laboratories and Testing Facilities Industrial HVAC and Compressors |  | i-power AVR-2002 — 1250 kVA Static Automatic Voltage Regulator (Three phase, 400 V class) Model code: T312540240S Product series / family: AVR-2002 (Static AVR) Rated capacity: 1250 kVA Regulator technology: Static (non-contact) Phase: Three phase Voltage class: 400 V class About this product: The i-power “Static Voltage Stabilizers” provide protection against main power sags, surges and brownouts. It is ideal for locations that are subject to inconsistencies in the main supply. Each stabilizer has a wide input voltage tolerance and has been designed to provide the ultimate reliability in hostile environments where the quality of the main supply cannot be guaranteed. The Non-contact voltage stabilizer series adopts the latest DSP operation control technology, fastest AC sampling, effective values calibrating, current zero-crossing switching and fast compensating voltage stabilizing technology to meet the new generation technology requirements. This product is extremely suitable for equipment that require highly reliable and stable power supply or environments where high amplitude of voltage fluctuation is common. Key features: - Non-Contact Based Technology: Non-contact based technology, free from abrasion and routine maintenance - Display: Multi-info LCD display - Output Accuracy: Precise output voltage regulation - Fast Response: Fast response time against input voltage fluctuations - Protections: Overload, under/over voltage, short circuit, bypass protection - Smart CPU Control Technology: Adapts smart CPU control technology to control all processes to increase system reliability - Tested and Verified: All devices are fully tested and verified for maximum performance Typical applications: Data Centers and IT Facilities Medical and Diagnostic Equipment Industrial Automation and CNC Machinery Laboratories and Testing Facilities Industrial HVAC and Compressors Other capacities available in the AVR-2002 line: 10 kVA, 20 kVA, 30 kVA, 50 kVA, 80 kVA, 100 kVA, 120 kVA, 150 kVA, 200 kVA, 250 kVA, 300 kVA, 400 kVA, 500 kVA, 600 kVA, 800 kVA, 1000 kVA, 1250 kVA, 1500 kVA, 2000 kVA, 3000 kVA.
T315040240S | AVR-2002 | AVR-2002 Three Phase (300-3000KVA) | Static AVR | Static (non-contact) | 1500 | Three phase | 400 V class | Data Centers and IT Facilities Medical and Diagnostic Equipment Industrial Automation and CNC Machinery Laboratories and Testing Facilities Industrial HVAC and Compressors |  | i-power AVR-2002 — 1500 kVA Static Automatic Voltage Regulator (Three phase, 400 V class) Model code: T315040240S Product series / family: AVR-2002 (Static AVR) Rated capacity: 1500 kVA Regulator technology: Static (non-contact) Phase: Three phase Voltage class: 400 V class About this product: The i-power “Static Voltage Stabilizers” provide protection against main power sags, surges and brownouts. It is ideal for locations that are subject to inconsistencies in the main supply. Each stabilizer has a wide input voltage tolerance and has been designed to provide the ultimate reliability in hostile environments where the quality of the main supply cannot be guaranteed. The Non-contact voltage stabilizer series adopts the latest DSP operation control technology, fastest AC sampling, effective values calibrating, current zero-crossing switching and fast compensating voltage stabilizing technology to meet the new generation technology requirements. This product is extremely suitable for equipment that require highly reliable and stable power supply or environments where high amplitude of voltage fluctuation is common. Key features: - Non-Contact Based Technology: Non-contact based technology, free from abrasion and routine maintenance - Display: Multi-info LCD display - Output Accuracy: Precise output voltage regulation - Fast Response: Fast response time against input voltage fluctuations - Protections: Overload, under/over voltage, short circuit, bypass protection - Smart CPU Control Technology: Adapts smart CPU control technology to control all processes to increase system reliability - Tested and Verified: All devices are fully tested and verified for maximum performance Typical applications: Data Centers and IT Facilities Medical and Diagnostic Equipment Industrial Automation and CNC Machinery Laboratories and Testing Facilities Industrial HVAC and Compressors Other capacities available in the AVR-2002 line: 10 kVA, 20 kVA, 30 kVA, 50 kVA, 80 kVA, 100 kVA, 120 kVA, 150 kVA, 200 kVA, 250 kVA, 300 kVA, 400 kVA, 500 kVA, 600 kVA, 800 kVA, 1000 kVA, 1250 kVA, 1500 kVA, 2000 kVA, 3000 kVA.
T320040240S | AVR-2002 | AVR-2002 Three Phase (300-3000KVA) | Static AVR | Static (non-contact) | 2000 | Three phase | 400 V class | Data Centers and IT Facilities Medical and Diagnostic Equipment Industrial Automation and CNC Machinery Laboratories and Testing Facilities Industrial HVAC and Compressors |  | i-power AVR-2002 — 2000 kVA Static Automatic Voltage Regulator (Three phase, 400 V class) Model code: T320040240S Product series / family: AVR-2002 (Static AVR) Rated capacity: 2000 kVA Regulator technology: Static (non-contact) Phase: Three phase Voltage class: 400 V class About this product: The i-power “Static Voltage Stabilizers” provide protection against main power sags, surges and brownouts. It is ideal for locations that are subject to inconsistencies in the main supply. Each stabilizer has a wide input voltage tolerance and has been designed to provide the ultimate reliability in hostile environments where the quality of the main supply cannot be guaranteed. The Non-contact voltage stabilizer series adopts the latest DSP operation control technology, fastest AC sampling, effective values calibrating, current zero-crossing switching and fast compensating voltage stabilizing technology to meet the new generation technology requirements. This product is extremely suitable for equipment that require highly reliable and stable power supply or environments where high amplitude of voltage fluctuation is common. Key features: - Non-Contact Based Technology: Non-contact based technology, free from abrasion and routine maintenance - Display: Multi-info LCD display - Output Accuracy: Precise output voltage regulation - Fast Response: Fast response time against input voltage fluctuations - Protections: Overload, under/over voltage, short circuit, bypass protection - Smart CPU Control Technology: Adapts smart CPU control technology to control all processes to increase system reliability - Tested and Verified: All devices are fully tested and verified for maximum performance Typical applications: Data Centers and IT Facilities Medical and Diagnostic Equipment Industrial Automation and CNC Machinery Laboratories and Testing Facilities Industrial HVAC and Compressors Other capacities available in the AVR-2002 line: 10 kVA, 20 kVA, 30 kVA, 50 kVA, 80 kVA, 100 kVA, 120 kVA, 150 kVA, 200 kVA, 250 kVA, 300 kVA, 400 kVA, 500 kVA, 600 kVA, 800 kVA, 1000 kVA, 1250 kVA, 1500 kVA, 2000 kVA, 3000 kVA.
T330040240S | AVR-2002 | AVR-2002 Three Phase (300-3000KVA) | Static AVR | Static (non-contact) | 3000 | Three phase | 400 V class | Data Centers and IT Facilities Medical and Diagnostic Equipment Industrial Automation and CNC Machinery Laboratories and Testing Facilities Industrial HVAC and Compressors |  | i-power AVR-2002 — 3000 kVA Static Automatic Voltage Regulator (Three phase, 400 V class) Model code: T330040240S Product series / family: AVR-2002 (Static AVR) Rated capacity: 3000 kVA Regulator technology: Static (non-contact) Phase: Three phase Voltage class: 400 V class About this product: The i-power “Static Voltage Stabilizers” provide protection against main power sags, surges and brownouts. It is ideal for locations that are subject to inconsistencies in the main supply. Each stabilizer has a wide input voltage tolerance and has been designed to provide the ultimate reliability in hostile environments where the quality of the main supply cannot be guaranteed. The Non-contact voltage stabilizer series adopts the latest DSP operation control technology, fastest AC sampling, effective values calibrating, current zero-crossing switching and fast compensating voltage stabilizing technology to meet the new generation technology requirements. This product is extremely suitable for equipment that require highly reliable and stable power supply or environments where high amplitude of voltage fluctuation is common. Key features: - Non-Contact Based Technology: Non-contact based technology, free from abrasion and routine maintenance - Display: Multi-info LCD display - Output Accuracy: Precise output voltage regulation - Fast Response: Fast response time against input voltage fluctuations - Protections: Overload, under/over voltage, short circuit, bypass protection - Smart CPU Control Technology: Adapts smart CPU control technology to control all processes to increase system reliability - Tested and Verified: All devices are fully tested and verified for maximum performance Typical applications: Data Centers and IT Facilities Medical and Diagnostic Equipment Industrial Automation and CNC Machinery Laboratories and Testing Facilities Industrial HVAC and Compressors Other capacities available in the AVR-2002 line: 10 kVA, 20 kVA, 30 kVA, 50 kVA, 80 kVA, 100 kVA, 120 kVA, 150 kVA, 200 kVA, 250 kVA, 300 kVA, 400 kVA, 500 kVA, 600 kVA, 800 kVA, 1000 kVA, 1250 kVA, 1500 kVA, 2000 kVA, 3000 kVA.

## Series Overviews
Series ID | Series/Group | Sub-Category | Technology | kVA Min | kVA Max | Model Count | Applications | RAG Chunk Text
1 | AVR-1001 | Servo AVR | Servo (electro-mechanical) | 1 | 10 | 5 | Electric Appliances Entertainment IT Infrastructure Business Systems POS Medical Instruments Automation Industrial Machines Telecom Infrastructure | i-power AVR-1001 series overview — AVR-1001 Single Phase (1-10KVA) Series: AVR-1001 ¦ Servo Automatic Voltage Regulator ¦ Technology: Servo (electro-mechanical) Phase / group: AVR-1001 Single Phase (1-10KVA) Capacity range: 1–10 kVA (5 models) Available capacities: 1 kVA, 2 kVA, 3 kVA, 5 kVA, 10 kVA, 20 kVA, 30 kVA. Overview: The i-power “Servo Voltage Stabilizers” provide protection against main power sags, surges and brownouts. It is ideal for environments that are subject to inconsistencies in the main supply. Each stabilizer has a wide input voltage tolerance and has been designed to provide the ultimate reliability in hostile environments where the quality of the main supply cannot be guaranteed. The electro-mechanical servo based voltage stabilizer series adopts the latest control technology and offers an unrivalled combination of features providing exceptional performance and protection with great versatility and extremely high reliability. This product is extremely suitable for equipment that require highly reliable and stable power supply. Key features: - Fully Rated Capacity: [description missing in source file] - Output Accuracy: Precise output voltage regulation - SMT Technology: Main control PCB based on SMT process - Display: Multi-info LCD display - Protections: Overload, under/over voltage, short circuit, bypass protection - Smart CPU Control Technology: Adapts smart CPU control technology to control all processes to increase system reliability - Tested and Verified: All devices are fully tested and verified for maximum performance Typical applications: Electric Appliances Entertainment IT Infrastructure Business Systems POS Medical Instruments Automation Industrial Machines Telecom Infrastructure
2 | AVR-1001 | Servo AVR | Servo (electro-mechanical) | 20 | 30 | 2 | Electric Appliances Entertainment IT Infrastructure Business Systems POS Medical Instruments Automation Industrial Machines Telecom Infrastructure | i-power AVR-1001 series overview — AVR-1001 Single Phase (20-30KVA) Series: AVR-1001 ¦ Servo Automatic Voltage Regulator ¦ Technology: Servo (electro-mechanical) Phase / group: AVR-1001 Single Phase (20-30KVA) Capacity range: 20–30 kVA (2 models) Available capacities: 1 kVA, 2 kVA, 3 kVA, 5 kVA, 10 kVA, 20 kVA, 30 kVA. Overview: The i-power “Servo Voltage Stabilizers” provide protection against main power sags, surges and brownouts. It is ideal for environments that are subject to inconsistencies in the main supply. Each stabilizer has a wide input voltage tolerance and has been designed to provide the ultimate reliability in hostile environments where the quality of the main supply cannot be guaranteed. The electro-mechanical servo based voltage stabilizer series adopts the latest control technology and offers an unrivalled combination of features providing exceptional performance and protection with great versatility and extremely high reliability. This product is extremely suitable for equipment that require highly reliable and stable power supply. Key features: - Fully Rated Capacity: [description missing in source file] - Output Accuracy: Precise output voltage regulation - SMT Technology: Main control PCB based on SMT process - Display: Multi-info LCD display - Protections: Overload, under/over voltage, short circuit, bypass protection - Smart CPU Control Technology: Adapts smart CPU control technology to control all processes to increase system reliability - Tested and Verified: All devices are fully tested and verified for maximum performance Typical applications: Electric Appliances Entertainment IT Infrastructure Business Systems POS Medical Instruments Automation Industrial Machines Telecom Infrastructure
3 | AVR-1002 | Servo AVR | Servo (electro-mechanical) | 10 | 80 | 5 | CNC Machines Injection Molding Machines Production Lines Imaging Equipment Laboratory Instruments Server Rooms & Data Centers Telecom Base Stations Elevators & Lifts HVAC Systems | i-power AVR-1002 series overview — AVR-1002 Three Phase (10-80KVA) Series: AVR-1002 ¦ Servo Automatic Voltage Regulator ¦ Technology: Servo (electro-mechanical) Phase / group: AVR-1002 Three Phase (10-80KVA) Capacity range: 10–80 kVA (5 models) Available capacities: 10 kVA, 20 kVA, 30 kVA, 50 kVA, 80 kVA, 100 kVA, 120 kVA, 150 kVA, 200 kVA, 250 kVA, 300 kVA, 400 kVA, 500 kVA, 600 kVA, 800 kVA, 1000 kVA, 1250 kVA, 1500 kVA, 2000 kVA, 3000 kVA. Overview: The i-power “Servo Voltage Stabilizers” provide protection against main power sags, surges and brownouts. It is ideal for environments that are subject to inconsistencies in the main supply. Each stabilizer has a wide input voltage tolerance and has been designed to provide the ultimate reliability in hostile environments where the quality of the main supply cannot be guaranteed. The electro-mechanical servo based voltage stabilizer series adopts the latest control technology and offers an unrivalled combination of features providing exceptional performance and protection with great versatility and extremely high reliability. This product is extremely suitable for equipment that require highly reliable and stable power supply. Key features: - Independent Phase Regulation: Individual phase regulation technology for better performance - Fully Rated Capacity: [description missing in source file] - Output Accuracy: Precise output voltage regulation - SMT Technology: Main control PCB based on SMT process - Display: Multi-info LCD display - Protections: Overload, under/over voltage, short circuit, bypass protection - Smart CPU Control Technology: Adapts smart CPU control technology to control all processes to increase system reliability - Tested and Verified: All devices are fully tested and verified for maximum performance Typical applications: CNC Machines Injection Molding Machines Production Lines Imaging Equipment Laboratory Instruments Server Rooms & Data Centers Telecom Base Stations Elevators & Lifts HVAC Systems
4 | AVR-1002 | Servo AVR | Servo (electro-mechanical) | 100 | 3000 | 15 | CNC Machines Injection Molding Machines Production Lines Imaging Equipment Laboratory Instruments Server Rooms & Data Centers Telecom Base Stations Elevators & Lifts HVAC Systems | i-power AVR-1002 series overview — AVR-1002 Three Phase (100-3000KVA) Series: AVR-1002 ¦ Servo Automatic Voltage Regulator ¦ Technology: Servo (electro-mechanical) Phase / group: AVR-1002 Three Phase (100-3000KVA) Capacity range: 100–3000 kVA (15 models) Available capacities: 10 kVA, 20 kVA, 30 kVA, 50 kVA, 80 kVA, 100 kVA, 120 kVA, 150 kVA, 200 kVA, 250 kVA, 300 kVA, 400 kVA, 500 kVA, 600 kVA, 800 kVA, 1000 kVA, 1250 kVA, 1500 kVA, 2000 kVA, 3000 kVA. Overview: The i-power “Servo Voltage Stabilizers” provide protection against main power sags, surges and brownouts. It is ideal for environments that are subject to inconsistencies in the main supply. Each stabilizer has a wide input voltage tolerance and has been designed to provide the ultimate reliability in hostile environments where the quality of the main supply cannot be guaranteed. The electro-mechanical servo based voltage stabilizer series adopts the latest control technology and offers an unrivalled combination of features providing exceptional performance and protection with great versatility and extremely high reliability. This product is extremely suitable for equipment that require highly reliable and stable power supply. Key features: - Independent Phase Regulation: Individual phase regulation technology for better performance - Fully Rated Capacity: [description missing in source file] - Output Accuracy: Precise output voltage regulation - SMT Technology: Main control PCB based on SMT process - Display: Multi-info LCD display - Protections: Overload, under/over voltage, short circuit, bypass protection - Smart CPU Control Technology: Adapts smart CPU control technology to control all processes to increase system reliability - Tested and Verified: All devices are fully tested and verified for maximum performance Typical applications: CNC Machines Injection Molding Machines Production Lines Imaging Equipment Laboratory Instruments Server Rooms & Data Centers Telecom Base Stations Elevators & Lifts HVAC Systems
5 | AVR-2001 | Static AVR | Static (non-contact) | 5 | 30 | 5 | Medical & Healthcare Data Centers & IT Networks Precision Laboratories Industrial Automation Commercial & Residential | i-power AVR-2001 series overview — AVR-2001 Single Phase (5-30KVA) Series: AVR-2001 ¦ Static Automatic Voltage Regulator ¦ Technology: Static (non-contact) Phase / group: AVR-2001 Single Phase (5-30KVA) Capacity range: 5–30 kVA (5 models) Available capacities: 5 kVA, 10 kVA, 15 kVA, 20 kVA, 30 kVA. Overview: The i-power “Static Voltage Stabilizers” provide protection against main power sags, surges and brownouts. It is ideal for locations that are subject to inconsistencies in the main supply. Each stabilizer has a wide input voltage tolerance and has been designed to provide the ultimate reliability in hostile environments where the quality of the main supply cannot be guaranteed. The Non-contact voltage stabilizer series adopts the latest DSP operation control technology, fastest AC sampling, effective values calibrating, current zero-crossing switching and fast compensating voltage stabilizing technology to meet the new generation technology requirements. This product is extremely suitable for equipment that require highly reliable and stable power supply or environments where high amplitude of voltage fluctuation is common. Key features: - Non-Contact Based Technology: Non-contact based technology, free from abrasion and routine maintenance - Display: Multi-info LCD display - Output Accuracy: Precise output voltage regulation - Fast Response: Fast response time against input voltage fluctuations - Protections: Overload, under/over voltage, short circuit, bypass protection - Smart CPU Control Technology: Adapts smart CPU control technology to control all processes to increase system reliability - Tested and Verified: All devices are fully tested and verified for maximum performance Typical applications: Medical & Healthcare Data Centers & IT Networks Precision Laboratories Industrial Automation Commercial & Residential
6 | AVR-2002 | Static AVR | Static (non-contact) | 10 | 250 | 10 | Data Centers and IT Facilities Medical and Diagnostic Equipment Industrial Automation and CNC Machinery Laboratories and Testing Facilities Industrial HVAC and Compressors | i-power AVR-2002 series overview — AVR-2002 Three Phase (10-250KVA) Series: AVR-2002 ¦ Static Automatic Voltage Regulator ¦ Technology: Static (non-contact) Phase / group: AVR-2002 Three Phase (10-250KVA) Capacity range: 10–250 kVA (10 models) Available capacities: 10 kVA, 20 kVA, 30 kVA, 50 kVA, 80 kVA, 100 kVA, 120 kVA, 150 kVA, 200 kVA, 250 kVA, 300 kVA, 400 kVA, 500 kVA, 600 kVA, 800 kVA, 1000 kVA, 1250 kVA, 1500 kVA, 2000 kVA, 3000 kVA. Overview: The i-power “Static Voltage Stabilizers” provide protection against main power sags, surges and brownouts. It is ideal for locations that are subject to inconsistencies in the main supply. Each stabilizer has a wide input voltage tolerance and has been designed to provide the ultimate reliability in hostile environments where the quality of the main supply cannot be guaranteed. The Non-contact voltage stabilizer series adopts the latest DSP operation control technology, fastest AC sampling, effective values calibrating, current zero-crossing switching and fast compensating voltage stabilizing technology to meet the new generation technology requirements. This product is extremely suitable for equipment that require highly reliable and stable power supply or environments where high amplitude of voltage fluctuation is common. Key features: - Non-Contact Based Technology: Non-contact based technology, free from abrasion and routine maintenance - Display: Multi-info LCD display - Output Accuracy: Precise output voltage regulation - Fast Response: Fast response time against input voltage fluctuations - Protections: Overload, under/over voltage, short circuit, bypass protection - Smart CPU Control Technology: Adapts smart CPU control technology to control all processes to increase system reliability - Tested and Verified: All devices are fully tested and verified for maximum performance Typical applications: Data Centers and IT Facilities Medical and Diagnostic Equipment Industrial Automation and CNC Machinery Laboratories and Testing Facilities Industrial HVAC and Compressors
7 | AVR-2002 | Static AVR | Static (non-contact) | 300 | 3000 | 10 | Data Centers and IT Facilities Medical and Diagnostic Equipment Industrial Automation and CNC Machinery Laboratories and Testing Facilities Industrial HVAC and Compressors | i-power AVR-2002 series overview — AVR-2002 Three Phase (300-3000KVA) Series: AVR-2002 ¦ Static Automatic Voltage Regulator ¦ Technology: Static (non-contact) Phase / group: AVR-2002 Three Phase (300-3000KVA) Capacity range: 300–3000 kVA (10 models) Available capacities: 10 kVA, 20 kVA, 30 kVA, 50 kVA, 80 kVA, 100 kVA, 120 kVA, 150 kVA, 200 kVA, 250 kVA, 300 kVA, 400 kVA, 500 kVA, 600 kVA, 800 kVA, 1000 kVA, 1250 kVA, 1500 kVA, 2000 kVA, 3000 kVA. Overview: The i-power “Static Voltage Stabilizers” provide protection against main power sags, surges and brownouts. It is ideal for locations that are subject to inconsistencies in the main supply. Each stabilizer has a wide input voltage tolerance and has been designed to provide the ultimate reliability in hostile environments where the quality of the main supply cannot be guaranteed. The Non-contact voltage stabilizer series adopts the latest DSP operation control technology, fastest AC sampling, effective values calibrating, current zero-crossing switching and fast compensating voltage stabilizing technology to meet the new generation technology requirements. This product is extremely suitable for equipment that require highly reliable and stable power supply or environments where high amplitude of voltage fluctuation is common. Key features: - Non-Contact Based Technology: Non-contact based technology, free from abrasion and routine maintenance - Display: Multi-info LCD display - Output Accuracy: Precise output voltage regulation - Fast Response: Fast response time against input voltage fluctuations - Protections: Overload, under/over voltage, short circuit, bypass protection - Smart CPU Control Technology: Adapts smart CPU control technology to control all processes to increase system reliability - Tested and Verified: All devices are fully tested and verified for maximum performance Typical applications: Data Centers and IT Facilities Medical and Diagnostic Equipment Industrial Automation and CNC Machinery Laboratories and Testing Facilities Industrial HVAC and Compressors